## Cover
"Please enter the requested information in yelow frames. Double-click on the image page to enter the page and complete information. Once completed, please remove yellow frames"

## List of PB & CC_Absolute values
Public Authority:
E.g. ELCHE CITY COUNCIL
List of Public Buildings and Absolute Values of Classification Criteria (CC) (previous to PBT classification)
Building No | Building name | Building floor area (m2) | Address (incl. postcode) | GPS Coordinates |  | Absolute values of Classification Criteria (CC) (previous to PBT classification)
|  |  |  | Latitude | Longitude | Building type / use | Construction year | Nº of floors | Gross floor area (m2) | Construction type | [6 empty] | Heating system | Cooling system
[10 empty] | Roof geometry | Roof material | Structure/Framework | Envelope/Façade | Envelope insulation | Type of glazing | Windows frame material
1 | IVE headquarters | 16399 | Carrer de les Tres Forques, 98, 46018 Valencia, Spain | 39.4638255 | -0.4027952 | Offices | 1990 | 4 | 16399 | Flat roof | Gravel roof | Reinforced concrete structure | Sandwich Façade | Yes | Single-glazed windows | Aluminum Thermal Break Windows | Oil boiler | Central water chiller with FCUs
2 | Building X | 4000 | Av. de Blasco Ibáñez, 35, 46021 Valencia, Spain | 39.4764657 | -0.3546648 | Educational | 1947 | 6 | 4000 | Inclined roof | Ceramic tiles roof | Brick load-bearing walls | Brick factory façade | No | Single-glazed windows | Wood windows | Local A/C units | Local A/C units
3 | etc.
4
5
6
7
8
9
10
11
12
13
14
15
16
17
18
19
20
21
22
23
24
25
26
27
28
29
30
31
32
33
34
35
36
37
38
39
40
41
42
43
44
45
46
47
48
49
50
51
52
53
54
55
56
57
58
59
60
61
62
63
64
65
66
67
68
69
70
71
72
73
74
75
76
77
78
79
80
81
82
83
84
85
86
87
88
89
90

## List of Public Buildings & PBTs
Public Authority:
E.g. ELCHE CITY COUNCIL
List of Public Buildings and Classification into Public Buildings’ Typologies (PBTs)
Building No | Building name | Building floor area (m2) | Address (incl. postcode) | GPS Coordinates |  | Classification Criteria (CC) into Public Building Typologies (PBT) | [6 empty] | Public Building Typology (PBT) | Available information
|  |  |  | Latitude | Longitude | Building type / use (CC1) | Construction year (CC2) | Nº of floors (CC3) | Gross floor area (m2) (CC4) | Construction type (CC5) | Heating system (CC6) | Cooling system (CC7) |  | Energy Performance Certificate | Energy Audit | Digital Building drawings (dwg, dxf) | Project info (details on construction elements & building systems) | Annual final energy consumption – solid fuels (kWh/m2.year) | Annual final energy consumption – electricity (kWh/m2.year) | Total annual primary energy consumption (Type of data) | Annual energy consumption (Data source)
1 | IVE headquarters | 16399 | Carrer de les Tres Forques, 98, 46018 Valencia, Spain | 39.4638255 | -0.4027952 | Offices | E.g. 1980-2006 | E.g. 3-5 | E.g. >5000 | E.g. lightweight | E.g. Oil boiler with radiators | E.g. Central water chiller with FCUs | PBT3 | Yes | Yes | Yes | Yes | Eg:15 kW/m2.year | Eg: 25 kW/m2.year | Real | E.g: Energy meters, bills or energy management system
2 | Building X | 4000 | Av. de Blasco Ibáñez, 35, 46021 Valencia, Spain | 39.4764657 | -0.3546648 | Educational | E.g. 1937-1959 | E.g. ≥6 | E.g. 1000-5000 | E.g. heavyweight | E.g. Local A/C units | E.g. Local A/C units | PBT8 | No | Yes | No | No | Eg: non applicable | Eg: 65 kW/m2.year | Estimated | E.g: energy modelling
3 | etc.
4
5
6
7
8
9
10
11
12
13
14
15
16
17
18
19
20
21
22
23
24
25
26
27
28
29
30
31
32
33
34
35
36
37
38
39
40
41
42
43
44
45
46
47
48
49
50
51
52
53
54
55
56
57
58
59
60
61
62
63
64
65
66
67
68
69
70
71
72
73
74
75
76
77
78
79
80
81
82
83
84
85
86
87
88
89
90

## Details for Ambassador of PBT1
Public Authority:
E.g. ELCHE CITY COUNCIL
Ambassador Building of Public Building Typology: |  | PBT1
GENERAL INFORMATION |  |  | Classification range
Building Name | IVE headquarters
Owner | Elche City Council
Tenant | Valencian Institute of Buildings
Building address | Carrer de les Tres Forques, 98, 46018 Valencia (Spain)
Building use | Open-plan offices with some cellular offices and meeting rooms |  | Offices
Construction year | 1990 |  | E.g. 1980-2006
Refurbishment year/scope (if applicable) | 2010 - upgrade of heating system (new gas boiler installed), 2012 - photovoltaics installed on the roof
Nº of floors | 4 floors |  | E.g. 3-5
Average floor height (m) | Semi-underground: 3m, ground floor: 4m, first/second/third floor: 3m
Gross floor area (m2) | 16,399 m2 |  | E.g. >5000
Area breakdown (m2) per floor | Semi-underground: 4,400m2, ground/first floor: 5,353m2, third floor: 1,048m2, fourth (top) floor: 245m2
Area breakdown (m2) per building system | Total heated area: 15,000m2 (all areas except non-heated basement and storage rooms)
Total cooled area: 13,000m2 (all office areas and meeting rooms)
Total area with mechanical ventilation: 4,000m2 (only internal office areas and meeting rooms)
Number of occupants | 120
Schedule of occupation | Occupied: 261 days per year, Monday to Friday 09:00-18:00
Not-occupied: During weekends (Sat/Sun)
Photographs
BUILDING ENVELOPE INFORMATION
Main construction elements
External walls | Type 1 | Type 2 | Type 3 | etc.
Short description of building element (key material layers /thicknesses) | Ceramic brickwork cavity wall with insulation, plastered on both sides, in total 30cm thick
Area of the building where it is met | All external walls
Orientation (o) / Tilt (o) | O: East (90o) / T: 90o
Area (m2) | 1500
Thermal transmittance - U-value (W/m2K) | 0.58
Other technical characteristics (optional) (manufacturer/product details, detailed description of material layers, other thermal/optical properties e.g. solar reflectance; emissivity etc.) | Formed by ceramic brick of 25 x 12 x 5 cm. with sore 4mm sitting at face side with mortar M-40, a foot thick English rigging (rope-tailing), plastered with mortar inner face 2 cm 1/3 thick polyurethane insulation projected 3 cm air chamber 30 cm thick brick partition double hollow (25 x 12 x 11 cm) 11 cm thick.
Photograph of construction element
Roof | Type 1 | Type 2 | Type 3 | etc.
Short description of building element (key material layers /thicknesses) | Inverted roof - reinforced concrete slab 20cm with 6cm XPS insulation, gravel finish on top | Sloped concrete roof: Reinforced concrete slab 20cm with 8cm mineral wool insulation, ceramic tiles finish on top
Area of the building where it is met | All roof areas in third and fourth floor except conference room | Fourth floor conference room
Orientation (o) / Tilt (o) | O: Horizontal (0o) / T: 0o | O: South (180o) / T: 25o
Area (m2) | 1247 | 260
Thermal transmittance - U-value (W/m2K) | 0.44 | 0.36
Other technical characteristics (optional) (manufacturer/product details, detailed description of material layers, other thermal/optical properties e.g. solar reflectance; emissivity etc.) | The construction consists of the following elements: - Reinforced concrete slab 20 cm. - Training 3% slope with lightweight concrete. - Leveling layer of mortar M-160a 3 cm thick placed in hardened concrete lightened. - Belkin waterproofing felt or waterproofing layer. - Geo textile sheet 250 gr. - Expanded polystyrene XPS 6 cm Carbon dioxide. - Finishing top 10 cm with gravel. | The construction consists of the following elements: - Reinforced concrete slab 20 cm. - Capa 10 cm. of lightweight concrete. - Belkin waterproofing felt or waterproofing layer. - Mineral wool insulation 8 cm. - Cement or lime mortar for masonry 4 cm. - Finish top with ceramic tile 2 cm.
Photograph of construction element (optional)
Exposed floors | Type 1 | Type 2 | Type 3 | etc.
Short description of building element (key material layers /thicknesses) | Reinforced concrete slab 25cm without insulation | Reinforced concrete slab 20cm with 5cm mineral wool insulation
Area of the building where it is met | All semi-underground floor in contact with the ground | Exposed 1st floor area above pilotis
Orientation (o) / Tilt (o) | O: Horizontal (180o) / T: 0o | O: Horizontal (180o) / T: 0o
Area (m2) | 4400 | 100
Thermal transmittance - U-value (W/m2K) | 0.8 | 0.4
Other technical characteristics (optional) (manufacturer/product details, detailed description of material layers, other thermal/optical properties e.g. solar reflectance; emissivity etc.)
Photograph of construction element (optional)
Windows (Glazing/frame) | Type 1 | Type 2 | Type 3 | etc.
Short description of building element (key material layers /thicknesses) | Double-glazed windows 3/12/3mm | Double-glazed windows 4/12/4mm | Curtain-walling system (solid/glazed panels)
Area of the building where it is met | All windows on East façade in all floors | All windows on West façade in all floors | Entire South façade
Orientation (o) / Tilt (o) | O: East (90o) / T: 90o | O: West (270o) / T: 90o | W (270o)
Area (m2) | 150 | 100 | 1000 (40% glazing)
Thermal transmittance - U-value (W/m2K) | 3.01 | 3.01 | 1.8
Windows solar transmission (gw) | 0.48 | 0.48 | 0.35
Windows % openable area | 100% | 100% | 30%
Level of shading (from surrounding buildings/obstructions and from shading systems (internal/external) | Overhang 0.3 long above each window, internal blinds in all office areas | No external shading, internal blinds in all office areas | No external shading, internal blinds in all office areas
Other technical characteristics (optional) (manufacturer/product details, detailed description of material layers, other thermal/optical properties e.g. solar reflectance; emissivity etc.) | CLIMALIT type insulated glazing with intermediate air chamber between moons dehydrated floated colorless. | CLIMALIT type insulated glazing with intermediate air chamber between moons dehydrated floated colorless. | Anodized aluminum tubular profiles SCHUCO or equivalent DIN 17615 Extruded aluminum alloy Al Mg Si O, 5 F-22. Bronze anodized surface finish, according to quality standard EWAA / EURAS. System ROYAL S-50-N in windows and FW-50 or equivalent system curtain walls. Windows frame profile and sheet (including fixed parts). Practicable (hinged or folding) with steel fittings Stainless for perimeter fence using multiple latches. Removable anodized handles like the rest of the carpentry. Double gasket sealing synthetic rubber EPDM.
Photograph of construction element
BUILDING SYSTEMS INFORMATION
Main building services systems
Heating system | Type 1 | Type 2 | Type 3 | etc.
Short description of system (fuel used, type of generation system, distribution system, terminal units) | Gas boiler, with distribution pipework around the building and radiators as terminal units | Air-Water Heat pump without heat recovery | Local A/C unit
Area of the building served | All areas in ground, first, second floor except storage rooms | all areas of third floor except meeting room | 3rd floor meeting room
Year of installation | 2010 | 1990 | 1990
Heating power (kW) | 179 | 120 | 8.2
Efficiency (%) / Coefficient of Performance (COP) | Efficiency: 92% | COP: 3.2 | COP: 3,5
Level of insulation of heat generation system | Adequate insulation | n/a | n/a
Level of insulation of heat distribution system (pipework/ductwork) | Adequate insulation | Insufficient insulation | n/a
Schedule of operation | 10 Jan to 30 Apr, Monday to Friday, 8:00-19:00 | 10 Jan to 30 Apr, Monday to Friday, 8:00-19:00 | 10 Jan to 30 Apr, Monday to Friday, 8:00-19:00
Type of control | Central control on timer (no individual control per floor/thermal zone) | Central control on timer (no individual control per floor/thermal zone) | Local control of unit
Other technical characteristics (optional) (manufacturer/product details, other energy performance characteristics etc.)
Photograph of system
Cooling system | Type 1 | Type 2 | Type 3 | etc.
Short description of system (fuel used, type of generation system, distribution system, terminal units) | Central air-cooled chiller, with distribution pipework around the building and Fan Coils as terminal units | Air-Water Heat pump without heat recovery | Local A/C unit
Area of the building served | all office areas and meeting rooms in ground, first, second floor | all office areas of third floor except meeting room | 3rd floor meeting room
Year of installation | 1990 | 1990 | 1990
Cooling power (kW) | 200 | 100 | 8.2
Efficiency (%) / Energy Efficiency Ration (EER) | EER: 2,8 | EER: 3,0 | EER: 3,0
Level of insulation of cooling distribution system (pipework/ductwork) | Adequate insulation | n/a | n/a
Schedule of operation | 01 May to 31 Oct, Monday to Friday, 8:00-19:00 | 01 May to 31 Oct, Monday to Friday, 8:00-19:00 | 01 May to 31 Oct, Monday to Friday, 8:00-19:00
Type of control | Central control on timer (no individual control per floor/thermal zone) | Central control on timer (no individual control per floor/thermal zone) | Local control of unit
Other technical characteristics (optional) (manufacturer/product details, other energy performance characteristics etc.)
Photograph of system
Ventilation system | Type 1 | Type 2 | Type 3 | etc.
Short description of system (natural/mechanical ventilaton, heat recovery/no heat recovery) | Natural ventilation through openable windows | Mechanical ventilation through central AHU without heat recovery
Type of mechanical ventilation (supply and/or extract) | n/a | Supply and extract
Area of the building served | all areas of the building except internal office areas and meeting rooms | internal office areas and meeting rooms
Year of installation | n/a | 1990
Fresh air supply/extract rate (m3/s/m2) | n/a | 3
Specific fan power of supply/extract fan (W/m3/s) | n/a | 1
Efficiency (%) of heat recovery | n/a | n/a
Schedule of operation | n/a | 10 Jan to 30 Apr, Monday to Friday, 8:00-19:00
Type of control | n/a | Central control on timer
Other technical characteristics (optional) (manufacturer/product details, other energy performance characteristics etc.)
Photograph of system
Domestic Hot Water | Type 1 | Type 2 | Type 3 | etc.
Short description of system (fuel used, type of generation system, distribution system, type of storage) | Generation from same gas boiler as used for heating. Storage cylinder used in basement plantroom
Area of the building served | all hot water points throughout the building (washbasins in kitchens/bathrooms, showers)
Year of installation | 2010
Installed power (kW) | 179
Efficiency (%) / COP / EER | Efficiency: 50%
Level of insulation of DHW distribution system (pipework) | Adequate insulation
Level of insulation of DHW storage tank | Adequate insulation
Schedule of operation | all year, 9.00-18.00
Type of control | Central control on timer
Other technical characteristics (optional) (manufacturer/product details, other energy performance characteristics etc.)
Photograph of system (optional)
Lighting | Type 1 | Type 2 | Type 3 | etc.
Type of luminaire/lamp | Linear phluorescent tubes in recessed ceiling luminaires | Incandescent lamps | Outdoor LED floodlights
Area of the building served | Internally in all offices | Internally in all storage rooms | External lighting wall-mounted on building facades
Year of installation | 1990 | 1990 | 1990
Number of luminaires | 72 | 10 | 4
Number of lamps per luminaire | 4 | 1 | 1
Electrical power per lamp (W) | 18 | 36 | 29
Luminous efficacy (lm/W) | 104 | 18 | 94
Schedule of operation | all year, 7.00-19.00 | all year, 7.00-19.00 | all year, 19:00-07:00
Type of control | occupancy sensors | manual control | controlled on/off based on daylight sensor
Other technical characteristics (optional) (manufacturer/product details, other energy performance characteristics etc.)
Photograph of system
Renewable Energy Technologies | Type 1 | Type 2 | Type 3 | etc.
Short description of the Renewable Energy Technology (type/location) | Photovoltaic panels mounted on the flat-roof of the building | Selective-plate solar collectors for DHW, mounted on the pitched roof of the building
Area/Load of the building served | Sized to cover 50% of the annual electrical demand for external lighting | Sized to cover 60% of the annual DHW demand
Orientation (o) / Tilt (o) | O: South (180o) / T: 45o | O: South (180o) / T: 25o
Area (m2) | 20m2 area of PV panels | 5m2 area of solar collectors
Year of installation | 2012 | 1990
Total installed power (kW) | 8 kWp
Annual energy generated (kWh) | 4000 kWh | 2000 kWh
Type of control | n/a
Other technical characteristics (optional) (manufacturer/product details, other energy performance characteristics etc.) |  | Storage Capacity 250lt
Photograph of system

## DATA (hidden)
BUILDING TYPOLOGY SELECTION
Main Building Activity | Age | Height | Area (m2) | Situation | Shape |  | Situation of services core | Space design | Space profile | nº of employees
(K) Financial and insurance activities | < 1978 | high rise (> 15 fl) | < 1500 | 1 façades to the street | Square |  | Centered | Open plan | (A) Desk-bound interactive | 0 to 3
(J) Information and communication | 1978-1989 | mid-rise (4 - 15 fl) | 1500 - 2500 | 2 façades to the street | Rectangular |  | Next to façade | 50% open plan | (B) Desk-bound concentrative | 3 to 5
(M) Professional, scientific and technical activities | 1990-1999 | low-rise (< 4 fl) | 2500 - 3500 | 3 façades to the street | T form |  | Next to façade (short) | Private Offices | (C) Internally-mobile interactive | 5 to 10
(N) Administrative and support service activities | 2000-2005 |  | 3500 - 5000 | Isolated | L form |  | Next to façade (long) |  | (D) Internally-mobile concentrative | 10 to 25
(O) Public administration and defence; compulsary social security | 2006-2010 |  | > 5000 |  | U form |  | Outside |  | (E) Externally-mobile interactive | 25 to 100
(P) Education | > 2010 |  |  |  | Square patio |  |  |  | (F) Externally-mobile concentrative | > 100
(R) Arts, enterteinment and recreation |  |  |  |  | Singular
(S) Other service activities
ROOF
Construction | Solar Panels
Tile roof | Water heating panels
Plain roof. Conventional insulation. Grave | Electricity production panels
Plain roof. Conventional insulation. Pavement
Plain roof. Inverted insulation. Grave
Plain roof. Inverted insulation. Pavement
Glass roof
Singular roof
FAÇADES
Construction | Façade exterior main material | hollow % | Type of window | Type of glass | Shadow elements |  |  | Orientations
Ligh - ventilated | Brick | < 30 | PVC | Monolitic glass | S | SE/SO | E/O | North
Heavy - ventilated | Concrete | 30-45 | Aluminum | Doble layer glass | Projection elements | Projection elements | Projection elements | North-East
Heavy - internal insulation | Concrete blocks | 45-60 | Wood | Low emisivity glass | Windows setback | Windows setback | Windows setback | East
Heavy - external insulation | Wood | 60-80 | Mixed | Solar control glass | Vertical Blinds | Vertical Blinds | Vertical Blinds | South-East
Window ground to cealing | Steel sheets | > 80 |  | Doble/Triple chamber glass | Horizontal Blinds | Horizontal Blinds | Horizontal Blinds | South
Courtain wall. Glass | Ceramic sheets |  |  | Acoustic treatment glass | Sunshade | Sunshade | Sunshade | South-West
Courtain wall. Partially opaque | Syntethic-plastic plaques |  |  | Low emisivity + solar control glass | Neighbour buildings | Neighbour buildings | Neighbour buildings | West
Doble wall. Heavy interior wall - external insulation |  |  |  | Security glass |  |  |  | North-West
Doble wall. Window interior fround to cealing
Doble wall. Window interior fround to cealing. Reflective glass
STRUCTURE
a-tipo | Concrete | unidirectional
b-tipo | Steel | bidirectional
c-tipo | Wood
d-tipo | Mixed
e-tipo | Others
f-tipo
g-tipo
AIR CONDITIONING
Air conditioning AACC | Air conditioning System 1 | Air conditioning System 2 | AACC control | Heating | Heating Fuel 1 | Heating Fuel 2 | Heating system 1 | Heating system 2 | Heating control | Ventilation
Individualized | All air systems | All air systems | Programmed | Individualized | Gas | Gas | All air systems | All air systems | Programmed | Natural
Centralized | All water systems | All water systems | Individualized | Centralized | Petrol | Petrol | All water systems | All water systems | Individualized | Mechanical
Mixed | Air-water systems | Air-water systems | Continuous |  | Electricity | Electricity | Air-water systems | Air-water systems | Continuous | Mixed
| Soil-water systems | Soil-water systems |  |  | Biomass | Biomass | Soil-water systems | Soil-water systems
| Coolant systems | Coolant systems |  |  | Solar Panels | Solar Panels | Coolant systems | Coolant systems
[5 empty] | Geo-thermal | Geo-thermal

## GENERAL DATA (hidden)
GENERAL INFORMATION
Main building activity | Nº employees | Construction period | Nº of floors | Shape
(K) Financial and insurance activities | 0 to 3 | < 1978 | high rise (> 15 fl) | Square
(J) Information and communication | 3 to 5 | 1978-1989 | mid-rise (4 - 15 fl) | Rectangular
(M) Professional, scientific and technical activities | 5 to 10 | 1990-1999 | low-rise (< 4 fl) | T form
(N) Administrative and support service activities | 10 to 25 | 2000-2005 |  | L form
(O) Public administration and defence; compulsary social security | 25 to 100 | 2006-2010 |  | U form
(P) Education | > 100 | > 2010 |  | Square patio
(R) Arts, enterteinment and recreation |  |  |  | Singular
(S) Other service activities
(Q)ROOF
Type | QA Plain | QT Sloping | QL Roof light | QR Other
QA Plain | Accesible. Not ventilated | Steel Sheet | Pre-fabricated | Garden roof
QT Sloping | Accesible. Ventilated | Metal panels | Translucent concrete | Fabric roof
QL Skylight | No accesible. Not ventilated | Roofing plaques | Systhetic translucent plaques | No roof. Conceptual roof
QR Other elements | No accesible. Ventilated | Ceramic Tiles | Skylight
| Singular point | Slate tiles
Asphalt tiles
Zinc
Roofing systems

## Details for Ambassador of PBT2
Public Authority:
E.g. ELCHE CITY COUNCIL
Ambassador Building of Public Building Typology: |  | PBT2
GENERAL INFORMATION |  |  | Classification range
Building Name | IVE headquarters
Owner | Elche City Council
Tenant | Valencian Institute of Buildings
Building address | Carrer de les Tres Forques, 98, 46018 Valencia (Spain)
Building use | Open-plan offices with some cellular offices and meeting rooms |  | Offices
Construction year | 1990 |  | E.g. 1980-2006
Refurbishment year/scope (if applicable) | 2010 - upgrade of heating system (new gas boiler installed), 2012 - photovoltaics installed on the roof
Nº of floors | 4 floors |  | E.g. 3-5
Average floor height (m) | Semi-underground: 3m, ground floor: 4m, first/second/third floor: 3m
Gross floor area (m2) | 16,399 m2 |  | E.g. >5000
Area breakdown (m2) per floor | Semi-underground: 4,400m2, ground/first floor: 5,353m2, third floor: 1,048m2, fourth (top) floor: 245m2
Area breakdown (m2) per building system | Total heated area: 15,000m2 (all areas except non-heated basement and storage rooms)
Total cooled area: 13,000m2 (all office areas and meeting rooms)
Total area with mechanical ventilation: 4,000m2 (only internal office areas and meeting rooms)
Number of occupants | 120
Schedule of occupation | Occupied: 261 days per year, Monday to Friday 09:00-18:00
Not-occupied: During weekends (Sat/Sun)
Photographs
BUILDING ENVELOPE INFORMATION
Main construction elements
External walls | Type 1 | Type 2 | Type 3 | etc.
Short description of building element (key material layers /thicknesses) | Ceramic brickwork cavity wall with insulation, plastered on both sides, in total 30cm thick
Area of the building where it is met | All external walls
Orientation (o) / Tilt (o) | O: East (90o) / T: 90o
Area (m2) | 1500
Thermal transmittance - U-value (W/m2K) | 0.58
Other technical characteristics (optional) (manufacturer/product details, detailed description of material layers, other thermal/optical properties e.g. solar reflectance; emissivity etc.) | Formed by ceramic brick of 25 x 12 x 5 cm. with sore 4mm sitting at face side with mortar M-40, a foot thick English rigging (rope-tailing), plastered with mortar inner face 2 cm 1/3 thick polyurethane insulation projected 3 cm air chamber 30 cm thick brick partition double hollow (25 x 12 x 11 cm) 11 cm thick.
Photograph of construction element
Roof | Type 1 | Type 2 | Type 3 | etc.
Short description of building element (key material layers /thicknesses) | Inverted roof - reinforced concrete slab 20cm with 6cm XPS insulation, gravel finish on top | Sloped concrete roof: Reinforced concrete slab 20cm with 8cm mineral wool insulation, ceramic tiles finish on top
Area of the building where it is met | All roof areas in third and fourth floor except conference room | Fourth floor conference room
Orientation (o) / Tilt (o) | O: Horizontal (0o) / T: 0o | O: South (180o) / T: 25o
Area (m2) | 1247 | 260
Thermal transmittance - U-value (W/m2K) | 0.44 | 0.36
Other technical characteristics (optional) (manufacturer/product details, detailed description of material layers, other thermal/optical properties e.g. solar reflectance; emissivity etc.) | The construction consists of the following elements: - Reinforced concrete slab 20 cm. - Training 3% slope with lightweight concrete. - Leveling layer of mortar M-160a 3 cm thick placed in hardened concrete lightened. - Belkin waterproofing felt or waterproofing layer. - Geo textile sheet 250 gr. - Expanded polystyrene XPS 6 cm Carbon dioxide. - Finishing top 10 cm with gravel. | The construction consists of the following elements: - Reinforced concrete slab 20 cm. - Capa 10 cm. of lightweight concrete. - Belkin waterproofing felt or waterproofing layer. - Mineral wool insulation 8 cm. - Cement or lime mortar for masonry 4 cm. - Finish top with ceramic tile 2 cm.
Photograph of construction element (optional)
Exposed floors | Type 1 | Type 2 | Type 3 | etc.
Short description of building element (key material layers /thicknesses) | Reinforced concrete slab 25cm without insulation | Reinforced concrete slab 20cm with 5cm mineral wool insulation
Area of the building where it is met | All semi-underground floor in contact with the ground | Exposed 1st floor area above pilotis
Orientation (o) / Tilt (o) | O: Horizontal (180o) / T: 0o | O: Horizontal (180o) / T: 0o
Area (m2) | 4400 | 100
Thermal transmittance - U-value (W/m2K) | 0.8 | 0.4
Other technical characteristics (optional) (manufacturer/product details, detailed description of material layers, other thermal/optical properties e.g. solar reflectance; emissivity etc.)
Photograph of construction element (optional)
Windows (Glazing/frame) | Type 1 | Type 2 | Type 3 | etc.
Short description of building element (key material layers /thicknesses) | Double-glazed windows 3/12/3mm | Double-glazed windows 4/12/4mm | Curtain-walling system (solid/glazed panels)
Area of the building where it is met | All windows on East façade in all floors | All windows on West façade in all floors | Entire South façade
Orientation (o) / Tilt (o) | O: East (90o) / T: 90o | O: West (270o) / T: 90o | W (270o)
Area (m2) | 150 | 100 | 1000 (40% glazing)
Thermal transmittance - U-value (W/m2K) | 3.01 | 3.01 | 1.8
Windows solar transmission (gw) | 0.48 | 0.48 | 0.35
Windows % openable area | 100% | 100% | 30%
Level of shading (from surrounding buildings/obstructions and from shading systems (internal/external) | Overhang 0.3 long above each window, internal blinds in all office areas | No external shading, internal blinds in all office areas | No external shading, internal blinds in all office areas
Other technical characteristics (optional) (manufacturer/product details, detailed description of material layers, other thermal/optical properties e.g. solar reflectance; emissivity etc.) | CLIMALIT type insulated glazing with intermediate air chamber between moons dehydrated floated colorless. | CLIMALIT type insulated glazing with intermediate air chamber between moons dehydrated floated colorless. | Anodized aluminum tubular profiles SCHUCO or equivalent DIN 17615 Extruded aluminum alloy Al Mg Si O, 5 F-22. Bronze anodized surface finish, according to quality standard EWAA / EURAS. System ROYAL S-50-N in windows and FW-50 or equivalent system curtain walls. Windows frame profile and sheet (including fixed parts). Practicable (hinged or folding) with steel fittings Stainless for perimeter fence using multiple latches. Removable anodized handles like the rest of the carpentry. Double gasket sealing synthetic rubber EPDM.
Photograph of construction element
BUILDING SYSTEMS INFORMATION
Main building services systems
Heating system | Type 1 | Type 2 | Type 3 | etc.
Short description of system (fuel used, type of generation system, distribution system, terminal units) | Gas boiler, with distribution pipework around the building and radiators as terminal units | Air-Water Heat pump without heat recovery | Local A/C unit
Area of the building served | All areas in ground, first, second floor except storage rooms | all areas of third floor except meeting room | 3rd floor meeting room
Year of installation | 2010 | 1990 | 1990
Heating power (kW) | 179 | 120 | 8.2
Efficiency (%) / Coefficient of Performance (COP) | Efficiency: 92% | COP: 3.2 | COP: 3,5
Level of insulation of heat generation system | Adequate insulation | n/a | n/a
Level of insulation of heat distribution system (pipework/ductwork) | Adequate insulation | n/a | n/a
Schedule of operation | 10 Jan to 30 Apr, Monday to Friday, 8:00-19:00 | 10 Jan to 30 Apr, Monday to Friday, 8:00-19:00 | 10 Jan to 30 Apr, Monday to Friday, 8:00-19:00
Type of control | Central control on timer (no individual control per floor/thermal zone) | Central control on timer (no individual control per floor/thermal zone) | Local control of unit
Other technical characteristics (optional) (manufacturer/product details, other energy performance characteristics etc.)
Photograph of system
Cooling system | Type 1 | Type 2 | Type 3 | etc.
Short description of system (fuel used, type of generation system, distribution system, terminal units) | Central air-cooled chiller, with distribution pipework around the building and Fan Coils as terminal units | Air-Water Heat pump without heat recovery | Local A/C unit
Area of the building served | all office areas and meeting rooms in ground, first, second floor | all office areas of third floor except meeting room | 3rd floor meeting room
Year of installation | 1990 | 1990 | 1990
Cooling power (kW) | 200 | 100 | 8.2
Efficiency (%) / Energy Efficiency Ration (EER) | EER: 2,8 | EER: 3,0 | EER: 3,0
Level of insulation of cooling distribution system (pipework/ductwork) | Adequate insulation | Insufficient insulation | n/a
Schedule of operation | 01 May to 31 Oct, Monday to Friday, 8:00-19:00 | 01 May to 31 Oct, Monday to Friday, 8:00-19:00 | 01 May to 31 Oct, Monday to Friday, 8:00-19:00
Type of control | Central control on timer (no individual control per floor/thermal zone) | Central control on timer (no individual control per floor/thermal zone) | Local control of unit
Other technical characteristics (optional) (manufacturer/product details, other energy performance characteristics etc.)
Photograph of system
Ventilation system | Type 1 | Type 2 | Type 3 | etc.
Short description of system (natural/mechanical ventilaton, heat recovery/no heat recovery) | Natural ventilation through openable windows | Mechanical ventilation through central AHU without heat recovery
Type of mechanical ventilation (supply and/or extract) | n/a | Supply and extract
Area of the building served | all areas of the building except internal office areas and meeting rooms | internal office areas and meeting rooms
Year of installation | n/a | 1990
Fresh air supply/extract rate (m3/s/m2) | n/a | 3
Specific fan power of supply/extract fan (W/m3/s) | n/a | 1
Efficiency (%) of heat recovery | n/a | n/a
Schedule of operation | n/a | 10 Jan to 30 Apr, Monday to Friday, 8:00-19:00
Type of control | n/a | Central control on timer
Other technical characteristics (optional) (manufacturer/product details, other energy performance characteristics etc.)
Photograph of system
Domestic Hot Water | Type 1 | Type 2 | Type 3 | etc.
Short description of system (fuel used, type of generation system, distribution system, type of storage) | Generation from same gas boiler as used for heating. Storage cylinder used in basement plantroom
Area of the building served | all hot water points throughout the building (washbasins in kitchens/bathrooms, showers)
Year of installation | 2010
Installed power (kW) | 179
Efficiency (%) / COP / EER | Efficiency: 50%
Level of insulation of DHW distribution system (pipework) | Adequate insulation
Level of insulation of DHW storage tank | Adequate insulation
Schedule of operation | all year, 9.00-18.00
Type of control | Central control on timer
Other technical characteristics (optional) (manufacturer/product details, other energy performance characteristics etc.)
Photograph of system (optional)
Lighting | Type 1 | Type 2 | Type 3 | etc.
Type of luminaire/lamp | Linear phluorescent tubes in recessed ceiling luminaires | Incandescent lamps | Outdoor LED floodlights
Area of the building served | Internally in all offices | Internally in all storage rooms | External lighting wall-mounted on building facades
Year of installation | 1990 | 1990 | 1990
Number of luminaires | 72 | 10 | 4
Number of lamps per luminaire | 4 | 1 | 1
Electrical power per lamp (W) | 18 | 36 | 29
Luminous efficacy (lm/W) | 104 | 18 | 94
Schedule of operation | all year, 7.00-19.00 | all year, 7.00-19.00 | all year, 19:00-07:00
Type of control | occupancy sensors | manual control | controlled on/off based on daylight sensor
Other technical characteristics (optional) (manufacturer/product details, other energy performance characteristics etc.)
Photograph of system
Renewable Energy Technologies | Type 1 | Type 2 | Type 3 | etc.
Short description of the Renewable Energy Technology (type/location) | Photovoltaic panels mounted on the flat-roof of the building | Selective-plate solar collectors for DHW, mounted on the pitched roof of the building
Area/Load of the building served | Sized to cover 50% of the annual electrical demand for external lighting | Sized to cover 60% of the annual DHW demand
Orientation (o) / Tilt (o) | O: South (180o) / T: 45o | O: South (180o) / T: 25o
Area (m2) | 20m2 area of PV panels | 5m2 area of solar collectors
Year of installation | 2012 | 1990
Total installed power (kW) | 8 kWp
Annual energy generated (kWh) | 4000 kWh | 2000 kWh
Type of control | n/a
Other technical characteristics (optional) (manufacturer/product details, other energy performance characteristics etc.) |  | Storage Capacity 250lt
Photograph of system

## Details for Ambassador of PBT3
Public Authority:
E.g. ELCHE CITY COUNCIL
Ambassador Building of Public Building Typology: |  | PBT3
GENERAL INFORMATION |  |  | Classification range
Building Name | IVE headquarters
Owner | Elche City Council
Tenant | Valencian Institute of Buildings
Building address | Carrer de les Tres Forques, 98, 46018 Valencia (Spain)
Building use | Open-plan offices with some cellular offices and meeting rooms |  | Offices
Construction year | 1990 |  | E.g. 1980-2006
Refurbishment year/scope (if applicable) | 2010 - upgrade of heating system (new gas boiler installed), 2012 - photovoltaics installed on the roof
Nº of floors | 4 floors |  | E.g. 3-5
Average floor height (m) | Semi-underground: 3m, ground floor: 4m, first/second/third floor: 3m
Gross floor area (m2) | 16,399 m2 |  | E.g. >5000
Area breakdown (m2) per floor | Semi-underground: 4,400m2, ground/first floor: 5,353m2, third floor: 1,048m2, fourth (top) floor: 245m2
Area breakdown (m2) per building system | Total heated area: 15,000m2 (all areas except non-heated basement and storage rooms)
Total cooled area: 13,000m2 (all office areas and meeting rooms)
Total area with mechanical ventilation: 4,000m2 (only internal office areas and meeting rooms)
Number of occupants | 120
Schedule of occupation | Occupied: 261 days per year, Monday to Friday 09:00-18:00
Not-occupied: During weekends (Sat/Sun)
Photographs
BUILDING ENVELOPE INFORMATION
Main construction elements
External walls | Type 1 | Type 2 | Type 3 | etc.
Short description of building element (key material layers /thicknesses) | Ceramic brickwork cavity wall with insulation, plastered on both sides, in total 30cm thick
Area of the building where it is met | All external walls
Orientation (o) / Tilt (o) | O: East (90o) / T: 90o
Area (m2) | 1500
Thermal transmittance - U-value (W/m2K) | 0.58
Other technical characteristics (optional) (manufacturer/product details, detailed description of material layers, other thermal/optical properties e.g. solar reflectance; emissivity etc.) | Formed by ceramic brick of 25 x 12 x 5 cm. with sore 4mm sitting at face side with mortar M-40, a foot thick English rigging (rope-tailing), plastered with mortar inner face 2 cm 1/3 thick polyurethane insulation projected 3 cm air chamber 30 cm thick brick partition double hollow (25 x 12 x 11 cm) 11 cm thick.
Photograph of construction element
Roof | Type 1 | Type 2 | Type 3 | etc.
Short description of building element (key material layers /thicknesses) | Inverted roof - reinforced concrete slab 20cm with 6cm XPS insulation, gravel finish on top | Sloped concrete roof: Reinforced concrete slab 20cm with 8cm mineral wool insulation, ceramic tiles finish on top
Area of the building where it is met | All roof areas in third and fourth floor except conference room | Fourth floor conference room
Orientation (o) / Tilt (o) | O: Horizontal (0o) / T: 0o | O: South (180o) / T: 25o
Area (m2) | 1247 | 260
Thermal transmittance - U-value (W/m2K) | 0.44 | 0.36
Other technical characteristics (optional) (manufacturer/product details, detailed description of material layers, other thermal/optical properties e.g. solar reflectance; emissivity etc.) | The construction consists of the following elements: - Reinforced concrete slab 20 cm. - Training 3% slope with lightweight concrete. - Leveling layer of mortar M-160a 3 cm thick placed in hardened concrete lightened. - Belkin waterproofing felt or waterproofing layer. - Geo textile sheet 250 gr. - Expanded polystyrene XPS 6 cm Carbon dioxide. - Finishing top 10 cm with gravel. | The construction consists of the following elements: - Reinforced concrete slab 20 cm. - Capa 10 cm. of lightweight concrete. - Belkin waterproofing felt or waterproofing layer. - Mineral wool insulation 8 cm. - Cement or lime mortar for masonry 4 cm. - Finish top with ceramic tile 2 cm.
Photograph of construction element (optional)
Exposed floors | Type 1 | Type 2 | Type 3 | etc.
Short description of building element (key material layers /thicknesses) | Reinforced concrete slab 25cm without insulation | Reinforced concrete slab 20cm with 5cm mineral wool insulation
Area of the building where it is met | All semi-underground floor in contact with the ground | Exposed 1st floor area above pilotis
Orientation (o) / Tilt (o) | O: Horizontal (180o) / T: 0o | O: Horizontal (180o) / T: 0o
Area (m2) | 4400 | 100
Thermal transmittance - U-value (W/m2K) | 0.8 | 0.4
Other technical characteristics (optional) (manufacturer/product details, detailed description of material layers, other thermal/optical properties e.g. solar reflectance; emissivity etc.)
Photograph of construction element (optional)
Windows (Glazing/frame) | Type 1 | Type 2 | Type 3 | etc.
Short description of building element (key material layers /thicknesses) | Double-glazed windows 3/12/3mm | Double-glazed windows 4/12/4mm | Curtain-walling system (solid/glazed panels)
Area of the building where it is met | All windows on East façade in all floors | All windows on West façade in all floors | Entire South façade
Orientation (o) / Tilt (o) | O: East (90o) / T: 90o | O: West (270o) / T: 90o | W (270o)
Area (m2) | 150 | 100 | 1000 (40% glazing)
Thermal transmittance - U-value (W/m2K) | 3.01 | 3.01 | 1.8
Windows solar transmission (gw) | 0.48 | 0.48 | 0.35
Windows % openable area | 100% | 100% | 30%
Level of shading (from surrounding buildings/obstructions and from shading systems (internal/external) | Overhang 0.3 long above each window, internal blinds in all office areas | No external shading, internal blinds in all office areas | No external shading, internal blinds in all office areas
Other technical characteristics (optional) (manufacturer/product details, detailed description of material layers, other thermal/optical properties e.g. solar reflectance; emissivity etc.) | CLIMALIT type insulated glazing with intermediate air chamber between moons dehydrated floated colorless. | CLIMALIT type insulated glazing with intermediate air chamber between moons dehydrated floated colorless. | Anodized aluminum tubular profiles SCHUCO or equivalent DIN 17615 Extruded aluminum alloy Al Mg Si O, 5 F-22. Bronze anodized surface finish, according to quality standard EWAA / EURAS. System ROYAL S-50-N in windows and FW-50 or equivalent system curtain walls. Windows frame profile and sheet (including fixed parts). Practicable (hinged or folding) with steel fittings Stainless for perimeter fence using multiple latches. Removable anodized handles like the rest of the carpentry. Double gasket sealing synthetic rubber EPDM.
Photograph of construction element
BUILDING SYSTEMS INFORMATION
Main building services systems
Heating system | Type 1 | Type 2 | Type 3 | etc.
Short description of system (fuel used, type of generation system, distribution system, terminal units) | Gas boiler, with distribution pipework around the building and radiators as terminal units | Air-Water Heat pump without heat recovery | Local A/C unit
Area of the building served | All areas in ground, first, second floor except storage rooms | all areas of third floor except meeting room | 3rd floor meeting room
Year of installation | 2010 | 1990 | 1990
Heating power (kW) | 179 | 120 | 8.2
Efficiency (%) / Coefficient of Performance (COP) | Efficiency: 92% | COP: 3.2 | COP: 3,5
Level of insulation of heat generation system | Adequate insulation | n/a | n/a
Level of insulation of heat distribution system (pipework/ductwork) | Adequate insulation | n/a | n/a
Schedule of operation | 10 Jan to 30 Apr, Monday to Friday, 8:00-19:00 | 10 Jan to 30 Apr, Monday to Friday, 8:00-19:00 | 10 Jan to 30 Apr, Monday to Friday, 8:00-19:00
Type of control | Central control on timer (no individual control per floor/thermal zone) | Central control on timer (no individual control per floor/thermal zone) | Local control of unit
Other technical characteristics (optional) (manufacturer/product details, other energy performance characteristics etc.)
Photograph of system
Cooling system | Type 1 | Type 2 | Type 3 | etc.
Short description of system (fuel used, type of generation system, distribution system, terminal units) | Central air-cooled chiller, with distribution pipework around the building and Fan Coils as terminal units | Air-Water Heat pump without heat recovery | Local A/C unit
Area of the building served | all office areas and meeting rooms in ground, first, second floor | all office areas of third floor except meeting room | 3rd floor meeting room
Year of installation | 1990 | 1990 | 1990
Cooling power (kW) | 200 | 100 | 8.2
Efficiency (%) / Energy Efficiency Ration (EER) | EER: 2,8 | EER: 3,0 | EER: 3,0
Level of insulation of cooling distribution system (pipework/ductwork) | Adequate insulation | Insufficient insulation | n/a
Schedule of operation | 01 May to 31 Oct, Monday to Friday, 8:00-19:00 | 01 May to 31 Oct, Monday to Friday, 8:00-19:00 | 01 May to 31 Oct, Monday to Friday, 8:00-19:00
Type of control | Central control on timer (no individual control per floor/thermal zone) | Central control on timer (no individual control per floor/thermal zone) | Local control of unit
Other technical characteristics (optional) (manufacturer/product details, other energy performance characteristics etc.)
Photograph of system
Ventilation system | Type 1 | Type 2 | Type 3 | etc.
Short description of system (natural/mechanical ventilaton, heat recovery/no heat recovery) | Natural ventilation through openable windows | Mechanical ventilation through central AHU without heat recovery
Type of mechanical ventilation (supply and/or extract) | n/a | Supply and extract
Area of the building served | all areas of the building except internal office areas and meeting rooms | internal office areas and meeting rooms
Year of installation | n/a | 1990
Fresh air supply/extract rate (m3/s/m2) | n/a | 3
Specific fan power of supply/extract fan (W/m3/s) | n/a | 1
Efficiency (%) of heat recovery | n/a | n/a
Schedule of operation | n/a | 10 Jan to 30 Apr, Monday to Friday, 8:00-19:00
Type of control | n/a | Central control on timer
Other technical characteristics (optional) (manufacturer/product details, other energy performance characteristics etc.)
Photograph of system
Domestic Hot Water | Type 1 | Type 2 | Type 3 | etc.
Short description of system (fuel used, type of generation system, distribution system, type of storage) | Generation from same gas boiler as used for heating. Storage cylinder used in basement plantroom
Area of the building served | all hot water points throughout the building (washbasins in kitchens/bathrooms, showers)
Year of installation | 2010
Installed power (kW) | 179
Efficiency (%) / COP / EER | Efficiency: 50%
Level of insulation of DHW distribution system (pipework) | Adequate insulation
Level of insulation of DHW storage tank | Adequate insulation
Schedule of operation | all year, 9.00-18.00
Type of control | Central control on timer
Other technical characteristics (optional) (manufacturer/product details, other energy performance characteristics etc.)
Photograph of system (optional)
Lighting | Type 1 | Type 2 | Type 3 | etc.
Type of luminaire/lamp | Linear phluorescent tubes in recessed ceiling luminaires | Incandescent lamps | Outdoor LED floodlights
Area of the building served | Internally in all offices | Internally in all storage rooms | External lighting wall-mounted on building facades
Year of installation | 1990 | 1990 | 1990
Number of luminaires | 72 | 10 | 4
Number of lamps per luminaire | 4 | 1 | 1
Electrical power per lamp (W) | 18 | 36 | 29
Luminous efficacy (lm/W) | 104 | 18 | 94
Schedule of operation | all year, 7.00-19.00 | all year, 7.00-19.00 | all year, 19:00-07:00
Type of control | occupancy sensors | manual control | controlled on/off based on daylight sensor
Other technical characteristics (optional) (manufacturer/product details, other energy performance characteristics etc.)
Photograph of system
Renewable Energy Technologies | Type 1 | Type 2 | Type 3 | etc.
Short description of the Renewable Energy Technology (type/location) | Photovoltaic panels mounted on the flat-roof of the building | Selective-plate solar collectors for DHW, mounted on the pitched roof of the building
Area/Load of the building served | Sized to cover 50% of the annual electrical demand for external lighting | Sized to cover 60% of the annual DHW demand
Orientation (o) / Tilt (o) | O: South (180o) / T: 45o | O: South (180o) / T: 25o
Area (m2) | 20m2 area of PV panels | 5m2 area of solar collectors
Year of installation | 2012 | 1990
Total installed power (kW) | 8 kWp
Annual energy generated (kWh) | 4000 kWh | 2000 kWh
Type of control | n/a
Other technical characteristics (optional) (manufacturer/product details, other energy performance characteristics etc.) |  | Storage Capacity 250lt
Photograph of system

## Details for Ambassador of PBT4
Public Authority:
E.g. ELCHE CITY COUNCIL
Ambassador Building of Public Building Typology: |  | PBT4
GENERAL INFORMATION |  |  | Classification range
Building Name | IVE headquarters
Owner | Elche City Council
Tenant | Valencian Institute of Buildings
Building address | Carrer de les Tres Forques, 98, 46018 Valencia (Spain)
Building use | Open-plan offices with some cellular offices and meeting rooms |  | Offices
Construction year | 1990 |  | E.g. 1980-2006
Refurbishment year/scope (if applicable) | 2010 - upgrade of heating system (new gas boiler installed), 2012 - photovoltaics installed on the roof
Nº of floors | 4 floors |  | E.g. 3-5
Average floor height (m) | Semi-underground: 3m, ground floor: 4m, first/second/third floor: 3m
Gross floor area (m2) | 16,399 m2 |  | E.g. >5000
Area breakdown (m2) per floor | Semi-underground: 4,400m2, ground/first floor: 5,353m2, third floor: 1,048m2, fourth (top) floor: 245m2
Area breakdown (m2) per building system | Total heated area: 15,000m2 (all areas except non-heated basement and storage rooms)
Total cooled area: 13,000m2 (all office areas and meeting rooms)
Total area with mechanical ventilation: 4,000m2 (only internal office areas and meeting rooms)
Number of occupants | 120
Schedule of occupation | Occupied: 261 days per year, Monday to Friday 09:00-18:00
Not-occupied: During weekends (Sat/Sun)
Photographs
BUILDING ENVELOPE INFORMATION
Main construction elements
External walls | Type 1 | Type 2 | Type 3 | etc.
Short description of building element (key material layers /thicknesses) | Ceramic brickwork cavity wall with insulation, plastered on both sides, in total 30cm thick
Area of the building where it is met | All external walls
Orientation (o) / Tilt (o) | O: East (90o) / T: 90o
Area (m2) | 1500
Thermal transmittance - U-value (W/m2K) | 0.58
Other technical characteristics (optional) (manufacturer/product details, detailed description of material layers, other thermal/optical properties e.g. solar reflectance; emissivity etc.) | Formed by ceramic brick of 25 x 12 x 5 cm. with sore 4mm sitting at face side with mortar M-40, a foot thick English rigging (rope-tailing), plastered with mortar inner face 2 cm 1/3 thick polyurethane insulation projected 3 cm air chamber 30 cm thick brick partition double hollow (25 x 12 x 11 cm) 11 cm thick.
Photograph of construction element
Roof | Type 1 | Type 2 | Type 3 | etc.
Short description of building element (key material layers /thicknesses) | Inverted roof - reinforced concrete slab 20cm with 6cm XPS insulation, gravel finish on top | Sloped concrete roof: Reinforced concrete slab 20cm with 8cm mineral wool insulation, ceramic tiles finish on top
Area of the building where it is met | All roof areas in third and fourth floor except conference room | Fourth floor conference room
Orientation (o) / Tilt (o) | O: Horizontal (0o) / T: 0o | O: South (180o) / T: 25o
Area (m2) | 1247 | 260
Thermal transmittance - U-value (W/m2K) | 0.44 | 0.36
Other technical characteristics (optional) (manufacturer/product details, detailed description of material layers, other thermal/optical properties e.g. solar reflectance; emissivity etc.) | The construction consists of the following elements: - Reinforced concrete slab 20 cm. - Training 3% slope with lightweight concrete. - Leveling layer of mortar M-160a 3 cm thick placed in hardened concrete lightened. - Belkin waterproofing felt or waterproofing layer. - Geo textile sheet 250 gr. - Expanded polystyrene XPS 6 cm Carbon dioxide. - Finishing top 10 cm with gravel. | The construction consists of the following elements: - Reinforced concrete slab 20 cm. - Capa 10 cm. of lightweight concrete. - Belkin waterproofing felt or waterproofing layer. - Mineral wool insulation 8 cm. - Cement or lime mortar for masonry 4 cm. - Finish top with ceramic tile 2 cm.
Photograph of construction element (optional)
Exposed floors | Type 1 | Type 2 | Type 3 | etc.
Short description of building element (key material layers /thicknesses) | Reinforced concrete slab 25cm without insulation | Reinforced concrete slab 20cm with 5cm mineral wool insulation
Area of the building where it is met | All semi-underground floor in contact with the ground | Exposed 1st floor area above pilotis
Orientation (o) / Tilt (o) | O: Horizontal (180o) / T: 0o | O: Horizontal (180o) / T: 0o
Area (m2) | 4400 | 100
Thermal transmittance - U-value (W/m2K) | 0.8 | 0.4
Other technical characteristics (optional) (manufacturer/product details, detailed description of material layers, other thermal/optical properties e.g. solar reflectance; emissivity etc.)
Photograph of construction element (optional)
Windows (Glazing/frame) | Type 1 | Type 2 | Type 3 | etc.
Short description of building element (key material layers /thicknesses) | Double-glazed windows 3/12/3mm | Double-glazed windows 4/12/4mm | Curtain-walling system (solid/glazed panels)
Area of the building where it is met | All windows on East façade in all floors | All windows on West façade in all floors | Entire South façade
Orientation (o) / Tilt (o) | O: East (90o) / T: 90o | O: West (270o) / T: 90o | W (270o)
Area (m2) | 150 | 100 | 1000 (40% glazing)
Thermal transmittance - U-value (W/m2K) | 3.01 | 3.01 | 1.8
Windows solar transmission (gw) | 0.48 | 0.48 | 0.35
Windows % openable area | 100% | 100% | 30%
Level of shading (from surrounding buildings/obstructions and from shading systems (internal/external) | Overhang 0.3 long above each window, internal blinds in all office areas | No external shading, internal blinds in all office areas | No external shading, internal blinds in all office areas
Other technical characteristics (optional) (manufacturer/product details, detailed description of material layers, other thermal/optical properties e.g. solar reflectance; emissivity etc.) | CLIMALIT type insulated glazing with intermediate air chamber between moons dehydrated floated colorless. | CLIMALIT type insulated glazing with intermediate air chamber between moons dehydrated floated colorless. | Anodized aluminum tubular profiles SCHUCO or equivalent DIN 17615 Extruded aluminum alloy Al Mg Si O, 5 F-22. Bronze anodized surface finish, according to quality standard EWAA / EURAS. System ROYAL S-50-N in windows and FW-50 or equivalent system curtain walls. Windows frame profile and sheet (including fixed parts). Practicable (hinged or folding) with steel fittings Stainless for perimeter fence using multiple latches. Removable anodized handles like the rest of the carpentry. Double gasket sealing synthetic rubber EPDM.
Photograph of construction element
BUILDING SYSTEMS INFORMATION
Main building services systems
Heating system | Type 1 | Type 2 | Type 3 | etc.
Short description of system (fuel used, type of generation system, distribution system, terminal units) | Gas boiler, with distribution pipework around the building and radiators as terminal units | Air-Water Heat pump without heat recovery | Local A/C unit
Area of the building served | All areas in ground, first, second floor except storage rooms | all areas of third floor except meeting room | 3rd floor meeting room
Year of installation | 2010 | 1990 | 1990
Heating power (kW) | 179 | 120 | 8.2
Efficiency (%) / Coefficient of Performance (COP) | Efficiency: 92% | COP: 3.2 | COP: 3,5
Level of insulation of heat generation system | Adequate insulation | n/a | n/a
Level of insulation of heat distribution system (pipework/ductwork) | Adequate insulation | n/a | n/a
Schedule of operation | 10 Jan to 30 Apr, Monday to Friday, 8:00-19:00 | 10 Jan to 30 Apr, Monday to Friday, 8:00-19:00 | 10 Jan to 30 Apr, Monday to Friday, 8:00-19:00
Type of control | Central control on timer (no individual control per floor/thermal zone) | Central control on timer (no individual control per floor/thermal zone) | Local control of unit
Other technical characteristics (optional) (manufacturer/product details, other energy performance characteristics etc.)
Photograph of system
Cooling system | Type 1 | Type 2 | Type 3 | etc.
Short description of system (fuel used, type of generation system, distribution system, terminal units) | Central air-cooled chiller, with distribution pipework around the building and Fan Coils as terminal units | Air-Water Heat pump without heat recovery | Local A/C unit
Area of the building served | all office areas and meeting rooms in ground, first, second floor | all office areas of third floor except meeting room | 3rd floor meeting room
Year of installation | 1990 | 1990 | 1990
Cooling power (kW) | 200 | 100 | 8.2
Efficiency (%) / Energy Efficiency Ration (EER) | EER: 2,8 | EER: 3,0 | EER: 3,0
Level of insulation of cooling distribution system (pipework/ductwork) | Adequate insulation | Insufficient insulation | n/a
Schedule of operation | 01 May to 31 Oct, Monday to Friday, 8:00-19:00 | 01 May to 31 Oct, Monday to Friday, 8:00-19:00 | 01 May to 31 Oct, Monday to Friday, 8:00-19:00
Type of control | Central control on timer (no individual control per floor/thermal zone) | Central control on timer (no individual control per floor/thermal zone) | Local control of unit
Other technical characteristics (optional) (manufacturer/product details, other energy performance characteristics etc.)
Photograph of system
Ventilation system | Type 1 | Type 2 | Type 3 | etc.
Short description of system (natural/mechanical ventilaton, heat recovery/no heat recovery) | Natural ventilation through openable windows | Mechanical ventilation through central AHU without heat recovery
Type of mechanical ventilation (supply and/or extract) | n/a | Supply and extract
Area of the building served | all areas of the building except internal office areas and meeting rooms | internal office areas and meeting rooms
Year of installation | n/a | 1990
Fresh air supply/extract rate (m3/s/m2) | n/a | 3
Specific fan power of supply/extract fan (W/m3/s) | n/a | 1
Efficiency (%) of heat recovery | n/a | n/a
Schedule of operation | n/a | 10 Jan to 30 Apr, Monday to Friday, 8:00-19:00
Type of control | n/a | Central control on timer
Other technical characteristics (optional) (manufacturer/product details, other energy performance characteristics etc.)
Photograph of system
Domestic Hot Water | Type 1 | Type 2 | Type 3 | etc.
Short description of system (fuel used, type of generation system, distribution system, type of storage) | Generation from same gas boiler as used for heating. Storage cylinder used in basement plantroom
Area of the building served | all hot water points throughout the building (washbasins in kitchens/bathrooms, showers)
Year of installation | 2010
Installed power (kW) | 179
Efficiency (%) / COP / EER | Efficiency: 50%
Level of insulation of DHW distribution system (pipework) | Adequate insulation
Level of insulation of DHW storage tank | Adequate insulation
Schedule of operation | all year, 9.00-18.00
Type of control | Central control on timer
Other technical characteristics (optional) (manufacturer/product details, other energy performance characteristics etc.)
Photograph of system (optional)
Lighting | Type 1 | Type 2 | Type 3 | etc.
Type of luminaire/lamp | Linear phluorescent tubes in recessed ceiling luminaires | Incandescent lamps | Outdoor LED floodlights
Area of the building served | Internally in all offices | Internally in all storage rooms | External lighting wall-mounted on building facades
Year of installation | 1990 | 1990 | 1990
Number of luminaires | 72 | 10 | 4
Number of lamps per luminaire | 4 | 1 | 1
Electrical power per lamp (W) | 18 | 36 | 29
Luminous efficacy (lm/W) | 104 | 18 | 94
Schedule of operation | all year, 7.00-19.00 | all year, 7.00-19.00 | all year, 19:00-07:00
Type of control | occupancy sensors | manual control | controlled on/off based on daylight sensor
Other technical characteristics (optional) (manufacturer/product details, other energy performance characteristics etc.)
Photograph of system
Renewable Energy Technologies | Type 1 | Type 2 | Type 3 | etc.
Short description of the Renewable Energy Technology (type/location) | Photovoltaic panels mounted on the flat-roof of the building | Selective-plate solar collectors for DHW, mounted on the pitched roof of the building
Area/Load of the building served | Sized to cover 50% of the annual electrical demand for external lighting | Sized to cover 60% of the annual DHW demand
Orientation (o) / Tilt (o) | O: South (180o) / T: 45o | O: South (180o) / T: 25o
Area (m2) | 20m2 area of PV panels | 5m2 area of solar collectors
Year of installation | 2012 | 1990
Total installed power (kW) | 8 kWp
Annual energy generated (kWh) | 4000 kWh | 2000 kWh
Type of control | n/a
Other technical characteristics (optional) (manufacturer/product details, other energy performance characteristics etc.) |  | Storage Capacity 250lt
Photograph of system

## Details for Ambassador of PBT5
Public Authority:
E.g. ELCHE CITY COUNCIL
Ambassador Building of Public Building Typology: |  | PBT5
GENERAL INFORMATION |  |  | Classification range
Building Name | IVE headquarters
Owner | Elche City Council
Tenant | Valencian Institute of Buildings
Building address | Carrer de les Tres Forques, 98, 46018 Valencia (Spain)
Building use | Open-plan offices with some cellular offices and meeting rooms |  | Offices
Construction year | 1990 |  | E.g. 1980-2006
Refurbishment year/scope (if applicable) | 2010 - upgrade of heating system (new gas boiler installed), 2012 - photovoltaics installed on the roof
Nº of floors | 4 floors |  | E.g. 3-5
Average floor height (m) | Semi-underground: 3m, ground floor: 4m, first/second/third floor: 3m
Gross floor area (m2) | 16,399 m2 |  | E.g. >5000
Area breakdown (m2) per floor | Semi-underground: 4,400m2, ground/first floor: 5,353m2, third floor: 1,048m2, fourth (top) floor: 245m2
Area breakdown (m2) per building system | Total heated area: 15,000m2 (all areas except non-heated basement and storage rooms)
Total cooled area: 13,000m2 (all office areas and meeting rooms)
Total area with mechanical ventilation: 4,000m2 (only internal office areas and meeting rooms)
Number of occupants | 120
Schedule of occupation | Occupied: 261 days per year, Monday to Friday 09:00-18:00
Not-occupied: During weekends (Sat/Sun)
Photographs
BUILDING ENVELOPE INFORMATION
Main construction elements
External walls | Type 1 | Type 2 | Type 3 | etc.
Short description of building element (key material layers /thicknesses) | Ceramic brickwork cavity wall with insulation, plastered on both sides, in total 30cm thick
Area of the building where it is met | All external walls
Orientation (o) / Tilt (o) | O: East (90o) / T: 90o
Area (m2) | 1500
Thermal transmittance - U-value (W/m2K) | 0.58
Other technical characteristics (optional) (manufacturer/product details, detailed description of material layers, other thermal/optical properties e.g. solar reflectance; emissivity etc.) | Formed by ceramic brick of 25 x 12 x 5 cm. with sore 4mm sitting at face side with mortar M-40, a foot thick English rigging (rope-tailing), plastered with mortar inner face 2 cm 1/3 thick polyurethane insulation projected 3 cm air chamber 30 cm thick brick partition double hollow (25 x 12 x 11 cm) 11 cm thick.
Photograph of construction element
Roof | Type 1 | Type 2 | Type 3 | etc.
Short description of building element (key material layers /thicknesses) | Inverted roof - reinforced concrete slab 20cm with 6cm XPS insulation, gravel finish on top | Sloped concrete roof: Reinforced concrete slab 20cm with 8cm mineral wool insulation, ceramic tiles finish on top
Area of the building where it is met | All roof areas in third and fourth floor except conference room | Fourth floor conference room
Orientation (o) / Tilt (o) | O: Horizontal (0o) / T: 0o | O: South (180o) / T: 25o
Area (m2) | 1247 | 260
Thermal transmittance - U-value (W/m2K) | 0.44 | 0.36
Other technical characteristics (optional) (manufacturer/product details, detailed description of material layers, other thermal/optical properties e.g. solar reflectance; emissivity etc.) | The construction consists of the following elements: - Reinforced concrete slab 20 cm. - Training 3% slope with lightweight concrete. - Leveling layer of mortar M-160a 3 cm thick placed in hardened concrete lightened. - Belkin waterproofing felt or waterproofing layer. - Geo textile sheet 250 gr. - Expanded polystyrene XPS 6 cm Carbon dioxide. - Finishing top 10 cm with gravel. | The construction consists of the following elements: - Reinforced concrete slab 20 cm. - Capa 10 cm. of lightweight concrete. - Belkin waterproofing felt or waterproofing layer. - Mineral wool insulation 8 cm. - Cement or lime mortar for masonry 4 cm. - Finish top with ceramic tile 2 cm.
Photograph of construction element (optional)
Exposed floors | Type 1 | Type 2 | Type 3 | etc.
Short description of building element (key material layers /thicknesses) | Reinforced concrete slab 25cm without insulation | Reinforced concrete slab 20cm with 5cm mineral wool insulation
Area of the building where it is met | All semi-underground floor in contact with the ground | Exposed 1st floor area above pilotis
Orientation (o) / Tilt (o) | O: Horizontal (180o) / T: 0o | O: Horizontal (180o) / T: 0o
Area (m2) | 4400 | 100
Thermal transmittance - U-value (W/m2K) | 0.8 | 0.4
Other technical characteristics (optional) (manufacturer/product details, detailed description of material layers, other thermal/optical properties e.g. solar reflectance; emissivity etc.)
Photograph of construction element (optional)
Windows (Glazing/frame) | Type 1 | Type 2 | Type 3 | etc.
Short description of building element (key material layers /thicknesses) | Double-glazed windows 3/12/3mm | Double-glazed windows 4/12/4mm | Curtain-walling system (solid/glazed panels)
Area of the building where it is met | All windows on East façade in all floors | All windows on West façade in all floors | Entire South façade
Orientation (o) / Tilt (o) | O: East (90o) / T: 90o | O: West (270o) / T: 90o | W (270o)
Area (m2) | 150 | 100 | 1000 (40% glazing)
Thermal transmittance - U-value (W/m2K) | 3.01 | 3.01 | 1.8
Windows solar transmission (gw) | 0.48 | 0.48 | 0.35
Windows % openable area | 100% | 100% | 30%
Level of shading (from surrounding buildings/obstructions and from shading systems (internal/external) | Overhang 0.3 long above each window, internal blinds in all office areas | No external shading, internal blinds in all office areas | No external shading, internal blinds in all office areas
Other technical characteristics (optional) (manufacturer/product details, detailed description of material layers, other thermal/optical properties e.g. solar reflectance; emissivity etc.) | CLIMALIT type insulated glazing with intermediate air chamber between moons dehydrated floated colorless. | CLIMALIT type insulated glazing with intermediate air chamber between moons dehydrated floated colorless. | Anodized aluminum tubular profiles SCHUCO or equivalent DIN 17615 Extruded aluminum alloy Al Mg Si O, 5 F-22. Bronze anodized surface finish, according to quality standard EWAA / EURAS. System ROYAL S-50-N in windows and FW-50 or equivalent system curtain walls. Windows frame profile and sheet (including fixed parts). Practicable (hinged or folding) with steel fittings Stainless for perimeter fence using multiple latches. Removable anodized handles like the rest of the carpentry. Double gasket sealing synthetic rubber EPDM.
Photograph of construction element
BUILDING SYSTEMS INFORMATION
Main building services systems
Heating system | Type 1 | Type 2 | Type 3 | etc.
Short description of system (fuel used, type of generation system, distribution system, terminal units) | Gas boiler, with distribution pipework around the building and radiators as terminal units | Air-Water Heat pump without heat recovery | Local A/C unit
Area of the building served | All areas in ground, first, second floor except storage rooms | all areas of third floor except meeting room | 3rd floor meeting room
Year of installation | 2010 | 1990 | 1990
Heating power (kW) | 179 | 120 | 8.2
Efficiency (%) / Coefficient of Performance (COP) | Efficiency: 92% | COP: 3.2 | COP: 3,5
Level of insulation of heat generation system | Adequate insulation | n/a | n/a
Level of insulation of heat distribution system (pipework/ductwork) | Adequate insulation | n/a | n/a
Schedule of operation | 10 Jan to 30 Apr, Monday to Friday, 8:00-19:00 | 10 Jan to 30 Apr, Monday to Friday, 8:00-19:00 | 10 Jan to 30 Apr, Monday to Friday, 8:00-19:00
Type of control | Central control on timer (no individual control per floor/thermal zone) | Central control on timer (no individual control per floor/thermal zone) | Local control of unit
Other technical characteristics (optional) (manufacturer/product details, other energy performance characteristics etc.)
Photograph of system
Cooling system | Type 1 | Type 2 | Type 3 | etc.
Short description of system (fuel used, type of generation system, distribution system, terminal units) | Central air-cooled chiller, with distribution pipework around the building and Fan Coils as terminal units | Air-Water Heat pump without heat recovery | Local A/C unit
Area of the building served | all office areas and meeting rooms in ground, first, second floor | all office areas of third floor except meeting room | 3rd floor meeting room
Year of installation | 1990 | 1990 | 1990
Cooling power (kW) | 200 | 100 | 8.2
Efficiency (%) / Energy Efficiency Ration (EER) | EER: 2,8 | EER: 3,0 | EER: 3,0
Level of insulation of cooling distribution system (pipework/ductwork) | Adequate insulation | Insufficient insulation | n/a
Schedule of operation | 01 May to 31 Oct, Monday to Friday, 8:00-19:00 | 01 May to 31 Oct, Monday to Friday, 8:00-19:00 | 01 May to 31 Oct, Monday to Friday, 8:00-19:00
Type of control | Central control on timer (no individual control per floor/thermal zone) | Central control on timer (no individual control per floor/thermal zone) | Local control of unit
Other technical characteristics (optional) (manufacturer/product details, other energy performance characteristics etc.)
Photograph of system
Ventilation system | Type 1 | Type 2 | Type 3 | etc.
Short description of system (natural/mechanical ventilaton, heat recovery/no heat recovery) | Natural ventilation through openable windows | Mechanical ventilation through central AHU without heat recovery
Type of mechanical ventilation (supply and/or extract) | n/a | Supply and extract
Area of the building served | all areas of the building except internal office areas and meeting rooms | internal office areas and meeting rooms
Year of installation | n/a | 1990
Fresh air supply/extract rate (m3/s/m2) | n/a | 3
Specific fan power of supply/extract fan (W/m3/s) | n/a | 1
Efficiency (%) of heat recovery | n/a | n/a
Schedule of operation | n/a | 10 Jan to 30 Apr, Monday to Friday, 8:00-19:00
Type of control | n/a | Central control on timer
Other technical characteristics (optional) (manufacturer/product details, other energy performance characteristics etc.)
Photograph of system
Domestic Hot Water | Type 1 | Type 2 | Type 3 | etc.
Short description of system (fuel used, type of generation system, distribution system, type of storage) | Generation from same gas boiler as used for heating. Storage cylinder used in basement plantroom
Area of the building served | all hot water points throughout the building (washbasins in kitchens/bathrooms, showers)
Year of installation | 2010
Installed power (kW) | 179
Efficiency (%) / COP / EER | Efficiency: 50%
Level of insulation of DHW distribution system (pipework) | Adequate insulation
Level of insulation of DHW storage tank | Adequate insulation
Schedule of operation | all year, 9.00-18.00
Type of control | Central control on timer
Other technical characteristics (optional) (manufacturer/product details, other energy performance characteristics etc.)
Photograph of system (optional)
Lighting | Type 1 | Type 2 | Type 3 | etc.
Type of luminaire/lamp | Linear phluorescent tubes in recessed ceiling luminaires | Incandescent lamps | Outdoor LED floodlights
Area of the building served | Internally in all offices | Internally in all storage rooms | External lighting wall-mounted on building facades
Year of installation | 1990 | 1990 | 1990
Number of luminaires | 72 | 10 | 4
Number of lamps per luminaire | 4 | 1 | 1
Electrical power per lamp (W) | 18 | 36 | 29
Luminous efficacy (lm/W) | 104 | 18 | 94
Schedule of operation | all year, 7.00-19.00 | all year, 7.00-19.00 | all year, 19:00-07:00
Type of control | occupancy sensors | manual control | controlled on/off based on daylight sensor
Other technical characteristics (optional) (manufacturer/product details, other energy performance characteristics etc.)
Photograph of system
Renewable Energy Technologies | Type 1 | Type 2 | Type 3 | etc.
Short description of the Renewable Energy Technology (type/location) | Photovoltaic panels mounted on the flat-roof of the building | Selective-plate solar collectors for DHW, mounted on the pitched roof of the building
Area/Load of the building served | Sized to cover 50% of the annual electrical demand for external lighting | Sized to cover 60% of the annual DHW demand
Orientation (o) / Tilt (o) | O: South (180o) / T: 45o | O: South (180o) / T: 25o
Area (m2) | 20m2 area of PV panels | 5m2 area of solar collectors
Year of installation | 2012 | 1990
Total installed power (kW) | 8 kWp
Annual energy generated (kWh) | 4000 kWh | 2000 kWh
Type of control | n/a
Other technical characteristics (optional) (manufacturer/product details, other energy performance characteristics etc.) |  | Storage Capacity 250lt
Photograph of system

## Details for Ambassador of PBT6
Public Authority:
E.g. ELCHE CITY COUNCIL
Ambassador Building of Public Building Typology: |  | PBT6
GENERAL INFORMATION |  |  | Classification range
Building Name | IVE headquarters
Owner | Elche City Council
Tenant | Valencian Institute of Buildings
Building address | Carrer de les Tres Forques, 98, 46018 Valencia (Spain)
Building use | Open-plan offices with some cellular offices and meeting rooms |  | Offices
Construction year | 1990 |  | E.g. 1980-2006
Refurbishment year/scope (if applicable) | 2010 - upgrade of heating system (new gas boiler installed), 2012 - photovoltaics installed on the roof
Nº of floors | 4 floors |  | E.g. 3-5
Average floor height (m) | Semi-underground: 3m, ground floor: 4m, first/second/third floor: 3m
Gross floor area (m2) | 16,399 m2 |  | E.g. >5000
Area breakdown (m2) per floor | Semi-underground: 4,400m2, ground/first floor: 5,353m2, third floor: 1,048m2, fourth (top) floor: 245m2
Area breakdown (m2) per building system | Total heated area: 15,000m2 (all areas except non-heated basement and storage rooms)
Total cooled area: 13,000m2 (all office areas and meeting rooms)
Total area with mechanical ventilation: 4,000m2 (only internal office areas and meeting rooms)
Number of occupants | 120
Schedule of occupation | Occupied: 261 days per year, Monday to Friday 09:00-18:00
Not-occupied: During weekends (Sat/Sun)
Photographs
BUILDING ENVELOPE INFORMATION
Main construction elements
External walls | Type 1 | Type 2 | Type 3 | etc.
Short description of building element (key material layers /thicknesses) | Ceramic brickwork cavity wall with insulation, plastered on both sides, in total 30cm thick
Area of the building where it is met | All external walls
Orientation (o) / Tilt (o) | O: East (90o) / T: 90o
Area (m2) | 1500
Thermal transmittance - U-value (W/m2K) | 0.58
Other technical characteristics (optional) (manufacturer/product details, detailed description of material layers, other thermal/optical properties e.g. solar reflectance; emissivity etc.) | Formed by ceramic brick of 25 x 12 x 5 cm. with sore 4mm sitting at face side with mortar M-40, a foot thick English rigging (rope-tailing), plastered with mortar inner face 2 cm 1/3 thick polyurethane insulation projected 3 cm air chamber 30 cm thick brick partition double hollow (25 x 12 x 11 cm) 11 cm thick.
Photograph of construction element
Roof | Type 1 | Type 2 | Type 3 | etc.
Short description of building element (key material layers /thicknesses) | Inverted roof - reinforced concrete slab 20cm with 6cm XPS insulation, gravel finish on top | Sloped concrete roof: Reinforced concrete slab 20cm with 8cm mineral wool insulation, ceramic tiles finish on top
Area of the building where it is met | All roof areas in third and fourth floor except conference room | Fourth floor conference room
Orientation (o) / Tilt (o) | O: Horizontal (0o) / T: 0o | O: South (180o) / T: 25o
Area (m2) | 1247 | 260
Thermal transmittance - U-value (W/m2K) | 0.44 | 0.36
Other technical characteristics (optional) (manufacturer/product details, detailed description of material layers, other thermal/optical properties e.g. solar reflectance; emissivity etc.) | The construction consists of the following elements: - Reinforced concrete slab 20 cm. - Training 3% slope with lightweight concrete. - Leveling layer of mortar M-160a 3 cm thick placed in hardened concrete lightened. - Belkin waterproofing felt or waterproofing layer. - Geo textile sheet 250 gr. - Expanded polystyrene XPS 6 cm Carbon dioxide. - Finishing top 10 cm with gravel. | The construction consists of the following elements: - Reinforced concrete slab 20 cm. - Capa 10 cm. of lightweight concrete. - Belkin waterproofing felt or waterproofing layer. - Mineral wool insulation 8 cm. - Cement or lime mortar for masonry 4 cm. - Finish top with ceramic tile 2 cm.
Photograph of construction element (optional)
Exposed floors | Type 1 | Type 2 | Type 3 | etc.
Short description of building element (key material layers /thicknesses) | Reinforced concrete slab 25cm without insulation | Reinforced concrete slab 20cm with 5cm mineral wool insulation
Area of the building where it is met | All semi-underground floor in contact with the ground | Exposed 1st floor area above pilotis
Orientation (o) / Tilt (o) | O: Horizontal (180o) / T: 0o | O: Horizontal (180o) / T: 0o
Area (m2) | 4400 | 100
Thermal transmittance - U-value (W/m2K) | 0.8 | 0.4
Other technical characteristics (optional) (manufacturer/product details, detailed description of material layers, other thermal/optical properties e.g. solar reflectance; emissivity etc.)
Photograph of construction element (optional)
Windows (Glazing/frame) | Type 1 | Type 2 | Type 3 | etc.
Short description of building element (key material layers /thicknesses) | Double-glazed windows 3/12/3mm | Double-glazed windows 4/12/4mm | Curtain-walling system (solid/glazed panels)
Area of the building where it is met | All windows on East façade in all floors | All windows on West façade in all floors | Entire South façade
Orientation (o) / Tilt (o) | O: East (90o) / T: 90o | O: West (270o) / T: 90o | W (270o)
Area (m2) | 150 | 100 | 1000 (40% glazing)
Thermal transmittance - U-value (W/m2K) | 3.01 | 3.01 | 1.8
Windows solar transmission (gw) | 0.48 | 0.48 | 0.35
Windows % openable area | 100% | 100% | 30%
Level of shading (from surrounding buildings/obstructions and from shading systems (internal/external) | Overhang 0.3 long above each window, internal blinds in all office areas | No external shading, internal blinds in all office areas | No external shading, internal blinds in all office areas
Other technical characteristics (optional) (manufacturer/product details, detailed description of material layers, other thermal/optical properties e.g. solar reflectance; emissivity etc.) | CLIMALIT type insulated glazing with intermediate air chamber between moons dehydrated floated colorless. | CLIMALIT type insulated glazing with intermediate air chamber between moons dehydrated floated colorless. | Anodized aluminum tubular profiles SCHUCO or equivalent DIN 17615 Extruded aluminum alloy Al Mg Si O, 5 F-22. Bronze anodized surface finish, according to quality standard EWAA / EURAS. System ROYAL S-50-N in windows and FW-50 or equivalent system curtain walls. Windows frame profile and sheet (including fixed parts). Practicable (hinged or folding) with steel fittings Stainless for perimeter fence using multiple latches. Removable anodized handles like the rest of the carpentry. Double gasket sealing synthetic rubber EPDM.
Photograph of construction element
BUILDING SYSTEMS INFORMATION
Main building services systems
Heating system | Type 1 | Type 2 | Type 3 | etc.
Short description of system (fuel used, type of generation system, distribution system, terminal units) | Gas boiler, with distribution pipework around the building and radiators as terminal units | Air-Water Heat pump without heat recovery | Local A/C unit
Area of the building served | All areas in ground, first, second floor except storage rooms | all areas of third floor except meeting room | 3rd floor meeting room
Year of installation | 2010 | 1990 | 1990
Heating power (kW) | 179 | 120 | 8.2
Efficiency (%) / Coefficient of Performance (COP) | Efficiency: 92% | COP: 3.2 | COP: 3,5
Level of insulation of heat generation system | Adequate insulation | n/a | n/a
Level of insulation of heat distribution system (pipework/ductwork) | Adequate insulation | n/a | n/a
Schedule of operation | 10 Jan to 30 Apr, Monday to Friday, 8:00-19:00 | 10 Jan to 30 Apr, Monday to Friday, 8:00-19:00 | 10 Jan to 30 Apr, Monday to Friday, 8:00-19:00
Type of control | Central control on timer (no individual control per floor/thermal zone) | Central control on timer (no individual control per floor/thermal zone) | Local control of unit
Other technical characteristics (optional) (manufacturer/product details, other energy performance characteristics etc.)
Photograph of system
Cooling system | Type 1 | Type 2 | Type 3 | etc.
Short description of system (fuel used, type of generation system, distribution system, terminal units) | Central air-cooled chiller, with distribution pipework around the building and Fan Coils as terminal units | Air-Water Heat pump without heat recovery | Local A/C unit
Area of the building served | all office areas and meeting rooms in ground, first, second floor | all office areas of third floor except meeting room | 3rd floor meeting room
Year of installation | 1990 | 1990 | 1990
Cooling power (kW) | 200 | 100 | 8.2
Efficiency (%) / Energy Efficiency Ration (EER) | EER: 2,8 | EER: 3,0 | EER: 3,0
Level of insulation of cooling distribution system (pipework/ductwork) | Adequate insulation | Insufficient insulation | n/a
Schedule of operation | 01 May to 31 Oct, Monday to Friday, 8:00-19:00 | 01 May to 31 Oct, Monday to Friday, 8:00-19:00 | 01 May to 31 Oct, Monday to Friday, 8:00-19:00
Type of control | Central control on timer (no individual control per floor/thermal zone) | Central control on timer (no individual control per floor/thermal zone) | Local control of unit
Other technical characteristics (optional) (manufacturer/product details, other energy performance characteristics etc.)
Photograph of system
Ventilation system | Type 1 | Type 2 | Type 3 | etc.
Short description of system (natural/mechanical ventilaton, heat recovery/no heat recovery) | Natural ventilation through openable windows | Mechanical ventilation through central AHU without heat recovery
Type of mechanical ventilation (supply and/or extract) | n/a | Supply and extract
Area of the building served | all areas of the building except internal office areas and meeting rooms | internal office areas and meeting rooms
Year of installation | n/a | 1990
Fresh air supply/extract rate (m3/s/m2) | n/a | 3
Specific fan power of supply/extract fan (W/m3/s) | n/a | 1
Efficiency (%) of heat recovery | n/a | n/a
Schedule of operation | n/a | 10 Jan to 30 Apr, Monday to Friday, 8:00-19:00
Type of control | n/a | Central control on timer
Other technical characteristics (optional) (manufacturer/product details, other energy performance characteristics etc.)
Photograph of system
Domestic Hot Water | Type 1 | Type 2 | Type 3 | etc.
Short description of system (fuel used, type of generation system, distribution system, type of storage) | Generation from same gas boiler as used for heating. Storage cylinder used in basement plantroom
Area of the building served | all hot water points throughout the building (washbasins in kitchens/bathrooms, showers)
Year of installation | 2010
Installed power (kW) | 179
Efficiency (%) / COP / EER | Efficiency: 50%
Level of insulation of DHW distribution system (pipework) | Adequate insulation
Level of insulation of DHW storage tank | Adequate insulation
Schedule of operation | all year, 9.00-18.00
Type of control | Central control on timer
Other technical characteristics (optional) (manufacturer/product details, other energy performance characteristics etc.)
Photograph of system (optional)
Lighting | Type 1 | Type 2 | Type 3 | etc.
Type of luminaire/lamp | Linear phluorescent tubes in recessed ceiling luminaires | Incandescent lamps | Outdoor LED floodlights
Area of the building served | Internally in all offices | Internally in all storage rooms | External lighting wall-mounted on building facades
Year of installation | 1990 | 1990 | 1990
Number of luminaires | 72 | 10 | 4
Number of lamps per luminaire | 4 | 1 | 1
Electrical power per lamp (W) | 18 | 36 | 29
Luminous efficacy (lm/W) | 104 | 18 | 94
Schedule of operation | all year, 7.00-19.00 | all year, 7.00-19.00 | all year, 19:00-07:00
Type of control | occupancy sensors | manual control | controlled on/off based on daylight sensor
Other technical characteristics (optional) (manufacturer/product details, other energy performance characteristics etc.)
Photograph of system
Renewable Energy Technologies | Type 1 | Type 2 | Type 3 | etc.
Short description of the Renewable Energy Technology (type/location) | Photovoltaic panels mounted on the flat-roof of the building | Selective-plate solar collectors for DHW, mounted on the pitched roof of the building
Area/Load of the building served | Sized to cover 50% of the annual electrical demand for external lighting | Sized to cover 60% of the annual DHW demand
Orientation (o) / Tilt (o) | O: South (180o) / T: 45o | O: South (180o) / T: 25o
Area (m2) | 20m2 area of PV panels | 5m2 area of solar collectors
Year of installation | 2012 | 1990
Total installed power (kW) | 8 kWp
Annual energy generated (kWh) | 4000 kWh | 2000 kWh
Type of control | n/a
Other technical characteristics (optional) (manufacturer/product details, other energy performance characteristics etc.) |  | Storage Capacity 250lt
Photograph of system

## Details for Ambassador of PBT7
Public Authority:
E.g. ELCHE CITY COUNCIL
Ambassador Building of Public Building Typology: |  | PBT7
GENERAL INFORMATION |  |  | Classification range
Building Name | IVE headquarters
Owner | Elche City Council
Tenant | Valencian Institute of Buildings
Building address | Carrer de les Tres Forques, 98, 46018 Valencia (Spain)
Building use | Open-plan offices with some cellular offices and meeting rooms |  | Offices
Construction year | 1990 |  | E.g. 1980-2006
Refurbishment year/scope (if applicable) | 2010 - upgrade of heating system (new gas boiler installed), 2012 - photovoltaics installed on the roof
Nº of floors | 4 floors |  | E.g. 3-5
Average floor height (m) | Semi-underground: 3m, ground floor: 4m, first/second/third floor: 3m
Gross floor area (m2) | 16,399 m2 |  | E.g. >5000
Area breakdown (m2) per floor | Semi-underground: 4,400m2, ground/first floor: 5,353m2, third floor: 1,048m2, fourth (top) floor: 245m2
Area breakdown (m2) per building system | Total heated area: 15,000m2 (all areas except non-heated basement and storage rooms)
Total cooled area: 13,000m2 (all office areas and meeting rooms)
Total area with mechanical ventilation: 4,000m2 (only internal office areas and meeting rooms)
Number of occupants | 120
Schedule of occupation | Occupied: 261 days per year, Monday to Friday 09:00-18:00
Not-occupied: During weekends (Sat/Sun)
Photographs
BUILDING ENVELOPE INFORMATION
Main construction elements
External walls | Type 1 | Type 2 | Type 3 | etc.
Short description of building element (key material layers /thicknesses) | Ceramic brickwork cavity wall with insulation, plastered on both sides, in total 30cm thick
Area of the building where it is met | All external walls
Orientation (o) / Tilt (o) | O: East (90o) / T: 90o
Area (m2) | 1500
Thermal transmittance - U-value (W/m2K) | 0.58
Other technical characteristics (optional) (manufacturer/product details, detailed description of material layers, other thermal/optical properties e.g. solar reflectance; emissivity etc.) | Formed by ceramic brick of 25 x 12 x 5 cm. with sore 4mm sitting at face side with mortar M-40, a foot thick English rigging (rope-tailing), plastered with mortar inner face 2 cm 1/3 thick polyurethane insulation projected 3 cm air chamber 30 cm thick brick partition double hollow (25 x 12 x 11 cm) 11 cm thick.
Photograph of construction element
Roof | Type 1 | Type 2 | Type 3 | etc.
Short description of building element (key material layers /thicknesses) | Inverted roof - reinforced concrete slab 20cm with 6cm XPS insulation, gravel finish on top | Sloped concrete roof: Reinforced concrete slab 20cm with 8cm mineral wool insulation, ceramic tiles finish on top
Area of the building where it is met | All roof areas in third and fourth floor except conference room | Fourth floor conference room
Orientation (o) / Tilt (o) | O: Horizontal (0o) / T: 0o | O: South (180o) / T: 25o
Area (m2) | 1247 | 260
Thermal transmittance - U-value (W/m2K) | 0.44 | 0.36
Other technical characteristics (optional) (manufacturer/product details, detailed description of material layers, other thermal/optical properties e.g. solar reflectance; emissivity etc.) | The construction consists of the following elements: - Reinforced concrete slab 20 cm. - Training 3% slope with lightweight concrete. - Leveling layer of mortar M-160a 3 cm thick placed in hardened concrete lightened. - Belkin waterproofing felt or waterproofing layer. - Geo textile sheet 250 gr. - Expanded polystyrene XPS 6 cm Carbon dioxide. - Finishing top 10 cm with gravel. | The construction consists of the following elements: - Reinforced concrete slab 20 cm. - Capa 10 cm. of lightweight concrete. - Belkin waterproofing felt or waterproofing layer. - Mineral wool insulation 8 cm. - Cement or lime mortar for masonry 4 cm. - Finish top with ceramic tile 2 cm.
Photograph of construction element (optional)
Exposed floors | Type 1 | Type 2 | Type 3 | etc.
Short description of building element (key material layers /thicknesses) | Reinforced concrete slab 25cm without insulation | Reinforced concrete slab 20cm with 5cm mineral wool insulation
Area of the building where it is met | All semi-underground floor in contact with the ground | Exposed 1st floor area above pilotis
Orientation (o) / Tilt (o) | O: Horizontal (180o) / T: 0o | O: Horizontal (180o) / T: 0o
Area (m2) | 4400 | 100
Thermal transmittance - U-value (W/m2K) | 0.8 | 0.4
Other technical characteristics (optional) (manufacturer/product details, detailed description of material layers, other thermal/optical properties e.g. solar reflectance; emissivity etc.)
Photograph of construction element (optional)
Windows (Glazing/frame) | Type 1 | Type 2 | Type 3 | etc.
Short description of building element (key material layers /thicknesses) | Double-glazed windows 3/12/3mm | Double-glazed windows 4/12/4mm | Curtain-walling system (solid/glazed panels)
Area of the building where it is met | All windows on East façade in all floors | All windows on West façade in all floors | Entire South façade
Orientation (o) / Tilt (o) | O: East (90o) / T: 90o | O: West (270o) / T: 90o | W (270o)
Area (m2) | 150 | 100 | 1000 (40% glazing)
Thermal transmittance - U-value (W/m2K) | 3.01 | 3.01 | 1.8
Windows solar transmission (gw) | 0.48 | 0.48 | 0.35
Windows % openable area | 100% | 100% | 30%
Level of shading (from surrounding buildings/obstructions and from shading systems (internal/external) | Overhang 0.3 long above each window, internal blinds in all office areas | No external shading, internal blinds in all office areas | No external shading, internal blinds in all office areas
Other technical characteristics (optional) (manufacturer/product details, detailed description of material layers, other thermal/optical properties e.g. solar reflectance; emissivity etc.) | CLIMALIT type insulated glazing with intermediate air chamber between moons dehydrated floated colorless. | CLIMALIT type insulated glazing with intermediate air chamber between moons dehydrated floated colorless. | Anodized aluminum tubular profiles SCHUCO or equivalent DIN 17615 Extruded aluminum alloy Al Mg Si O, 5 F-22. Bronze anodized surface finish, according to quality standard EWAA / EURAS. System ROYAL S-50-N in windows and FW-50 or equivalent system curtain walls. Windows frame profile and sheet (including fixed parts). Practicable (hinged or folding) with steel fittings Stainless for perimeter fence using multiple latches. Removable anodized handles like the rest of the carpentry. Double gasket sealing synthetic rubber EPDM.
Photograph of construction element
BUILDING SYSTEMS INFORMATION
Main building services systems
Heating system | Type 1 | Type 2 | Type 3 | etc.
Short description of system (fuel used, type of generation system, distribution system, terminal units) | Gas boiler, with distribution pipework around the building and radiators as terminal units | Air-Water Heat pump without heat recovery | Local A/C unit
Area of the building served | All areas in ground, first, second floor except storage rooms | all areas of third floor except meeting room | 3rd floor meeting room
Year of installation | 2010 | 1990 | 1990
Heating power (kW) | 179 | 120 | 8.2
Efficiency (%) / Coefficient of Performance (COP) | Efficiency: 92% | COP: 3.2 | COP: 3,5
Level of insulation of heat generation system | Adequate insulation | n/a | n/a
Level of insulation of heat distribution system (pipework/ductwork) | Adequate insulation | n/a | n/a
Schedule of operation | 10 Jan to 30 Apr, Monday to Friday, 8:00-19:00 | 10 Jan to 30 Apr, Monday to Friday, 8:00-19:00 | 10 Jan to 30 Apr, Monday to Friday, 8:00-19:00
Type of control | Central control on timer (no individual control per floor/thermal zone) | Central control on timer (no individual control per floor/thermal zone) | Local control of unit
Other technical characteristics (optional) (manufacturer/product details, other energy performance characteristics etc.)
Photograph of system
Cooling system | Type 1 | Type 2 | Type 3 | etc.
Short description of system (fuel used, type of generation system, distribution system, terminal units) | Central air-cooled chiller, with distribution pipework around the building and Fan Coils as terminal units | Air-Water Heat pump without heat recovery | Local A/C unit
Area of the building served | all office areas and meeting rooms in ground, first, second floor | all office areas of third floor except meeting room | 3rd floor meeting room
Year of installation | 1990 | 1990 | 1990
Cooling power (kW) | 200 | 100 | 8.2
Efficiency (%) / Energy Efficiency Ration (EER) | EER: 2,8 | EER: 3,0 | EER: 3,0
Level of insulation of cooling distribution system (pipework/ductwork) | Adequate insulation | Insufficient insulation | n/a
Schedule of operation | 01 May to 31 Oct, Monday to Friday, 8:00-19:00 | 01 May to 31 Oct, Monday to Friday, 8:00-19:00 | 01 May to 31 Oct, Monday to Friday, 8:00-19:00
Type of control | Central control on timer (no individual control per floor/thermal zone) | Central control on timer (no individual control per floor/thermal zone) | Local control of unit
Other technical characteristics (optional) (manufacturer/product details, other energy performance characteristics etc.)
Photograph of system
Ventilation system | Type 1 | Type 2 | Type 3 | etc.
Short description of system (natural/mechanical ventilaton, heat recovery/no heat recovery) | Natural ventilation through openable windows | Mechanical ventilation through central AHU without heat recovery
Type of mechanical ventilation (supply and/or extract) | n/a | Supply and extract
Area of the building served | all areas of the building except internal office areas and meeting rooms | internal office areas and meeting rooms
Year of installation | n/a | 1990
Fresh air supply/extract rate (m3/s/m2) | n/a | 3
Specific fan power of supply/extract fan (W/m3/s) | n/a | 1
Efficiency (%) of heat recovery | n/a | n/a
Schedule of operation | n/a | 10 Jan to 30 Apr, Monday to Friday, 8:00-19:00
Type of control | n/a | Central control on timer
Other technical characteristics (optional) (manufacturer/product details, other energy performance characteristics etc.)
Photograph of system
Domestic Hot Water | Type 1 | Type 2 | Type 3 | etc.
Short description of system (fuel used, type of generation system, distribution system, type of storage) | Generation from same gas boiler as used for heating. Storage cylinder used in basement plantroom
Area of the building served | all hot water points throughout the building (washbasins in kitchens/bathrooms, showers)
Year of installation | 2010
Installed power (kW) | 179
Efficiency (%) / COP / EER | Efficiency: 50%
Level of insulation of DHW distribution system (pipework) | Adequate insulation
Level of insulation of DHW storage tank | Adequate insulation
Schedule of operation | all year, 9.00-18.00
Type of control | Central control on timer
Other technical characteristics (optional) (manufacturer/product details, other energy performance characteristics etc.)
Photograph of system (optional)
Lighting | Type 1 | Type 2 | Type 3 | etc.
Type of luminaire/lamp | Linear phluorescent tubes in recessed ceiling luminaires | Incandescent lamps | Outdoor LED floodlights
Area of the building served | Internally in all offices | Internally in all storage rooms | External lighting wall-mounted on building facades
Year of installation | 1990 | 1990 | 1990
Number of luminaires | 72 | 10 | 4
Number of lamps per luminaire | 4 | 1 | 1
Electrical power per lamp (W) | 18 | 36 | 29
Luminous efficacy (lm/W) | 104 | 18 | 94
Schedule of operation | all year, 7.00-19.00 | all year, 7.00-19.00 | all year, 19:00-07:00
Type of control | occupancy sensors | manual control | controlled on/off based on daylight sensor
Other technical characteristics (optional) (manufacturer/product details, other energy performance characteristics etc.)
Photograph of system
Renewable Energy Technologies | Type 1 | Type 2 | Type 3 | etc.
Short description of the Renewable Energy Technology (type/location) | Photovoltaic panels mounted on the flat-roof of the building | Selective-plate solar collectors for DHW, mounted on the pitched roof of the building
Area/Load of the building served | Sized to cover 50% of the annual electrical demand for external lighting | Sized to cover 60% of the annual DHW demand
Orientation (o) / Tilt (o) | O: South (180o) / T: 45o | O: South (180o) / T: 25o
Area (m2) | 20m2 area of PV panels | 5m2 area of solar collectors
Year of installation | 2012 | 1990
Total installed power (kW) | 8 kWp
Annual energy generated (kWh) | 4000 kWh | 2000 kWh
Type of control | n/a
Other technical characteristics (optional) (manufacturer/product details, other energy performance characteristics etc.) |  | Storage Capacity 250lt
Photograph of system

## Details for Ambassador of PBT8
Public Authority:
E.g. ELCHE CITY COUNCIL
Ambassador Building of Public Building Typology: |  | PBT8
GENERAL INFORMATION |  |  | Classification range
Building Name | IVE headquarters
Owner | Elche City Council
Tenant | Valencian Institute of Buildings
Building address | Carrer de les Tres Forques, 98, 46018 Valencia (Spain)
Building use | Open-plan offices with some cellular offices and meeting rooms |  | Offices
Construction year | 1990 |  | E.g. 1980-2006
Refurbishment year/scope (if applicable) | 2010 - upgrade of heating system (new gas boiler installed), 2012 - photovoltaics installed on the roof
Nº of floors | 4 floors |  | E.g. 3-5
Average floor height (m) | Semi-underground: 3m, ground floor: 4m, first/second/third floor: 3m
Gross floor area (m2) | 16,399 m2 |  | E.g. >5000
Area breakdown (m2) per floor | Semi-underground: 4,400m2, ground/first floor: 5,353m2, third floor: 1,048m2, fourth (top) floor: 245m2
Area breakdown (m2) per building system | Total heated area: 15,000m2 (all areas except non-heated basement and storage rooms)
Total cooled area: 13,000m2 (all office areas and meeting rooms)
Total area with mechanical ventilation: 4,000m2 (only internal office areas and meeting rooms)
Number of occupants | 120
Schedule of occupation | Occupied: 261 days per year, Monday to Friday 09:00-18:00
Not-occupied: During weekends (Sat/Sun)
Photographs
BUILDING ENVELOPE INFORMATION
Main construction elements
External walls | Type 1 | Type 2 | Type 3 | etc.
Short description of building element (key material layers /thicknesses) | Ceramic brickwork cavity wall with insulation, plastered on both sides, in total 30cm thick
Area of the building where it is met | All external walls
Orientation (o) / Tilt (o) | O: East (90o) / T: 90o
Area (m2) | 1500
Thermal transmittance - U-value (W/m2K) | 0.58
Other technical characteristics (optional) (manufacturer/product details, detailed description of material layers, other thermal/optical properties e.g. solar reflectance; emissivity etc.) | Formed by ceramic brick of 25 x 12 x 5 cm. with sore 4mm sitting at face side with mortar M-40, a foot thick English rigging (rope-tailing), plastered with mortar inner face 2 cm 1/3 thick polyurethane insulation projected 3 cm air chamber 30 cm thick brick partition double hollow (25 x 12 x 11 cm) 11 cm thick.
Photograph of construction element
Roof | Type 1 | Type 2 | Type 3 | etc.
Short description of building element (key material layers /thicknesses) | Inverted roof - reinforced concrete slab 20cm with 6cm XPS insulation, gravel finish on top | Sloped concrete roof: Reinforced concrete slab 20cm with 8cm mineral wool insulation, ceramic tiles finish on top
Area of the building where it is met | All roof areas in third and fourth floor except conference room | Fourth floor conference room
Orientation (o) / Tilt (o) | O: Horizontal (0o) / T: 0o | O: South (180o) / T: 25o
Area (m2) | 1247 | 260
Thermal transmittance - U-value (W/m2K) | 0.44 | 0.36
Other technical characteristics (optional) (manufacturer/product details, detailed description of material layers, other thermal/optical properties e.g. solar reflectance; emissivity etc.) | The construction consists of the following elements: - Reinforced concrete slab 20 cm. - Training 3% slope with lightweight concrete. - Leveling layer of mortar M-160a 3 cm thick placed in hardened concrete lightened. - Belkin waterproofing felt or waterproofing layer. - Geo textile sheet 250 gr. - Expanded polystyrene XPS 6 cm Carbon dioxide. - Finishing top 10 cm with gravel. | The construction consists of the following elements: - Reinforced concrete slab 20 cm. - Capa 10 cm. of lightweight concrete. - Belkin waterproofing felt or waterproofing layer. - Mineral wool insulation 8 cm. - Cement or lime mortar for masonry 4 cm. - Finish top with ceramic tile 2 cm.
Photograph of construction element (optional)
Exposed floors | Type 1 | Type 2 | Type 3 | etc.
Short description of building element (key material layers /thicknesses) | Reinforced concrete slab 25cm without insulation | Reinforced concrete slab 20cm with 5cm mineral wool insulation
Area of the building where it is met | All semi-underground floor in contact with the ground | Exposed 1st floor area above pilotis
Orientation (o) / Tilt (o) | O: Horizontal (180o) / T: 0o | O: Horizontal (180o) / T: 0o
Area (m2) | 4400 | 100
Thermal transmittance - U-value (W/m2K) | 0.8 | 0.4
Other technical characteristics (optional) (manufacturer/product details, detailed description of material layers, other thermal/optical properties e.g. solar reflectance; emissivity etc.)
Photograph of construction element (optional)
Windows (Glazing/frame) | Type 1 | Type 2 | Type 3 | etc.
Short description of building element (key material layers /thicknesses) | Double-glazed windows 3/12/3mm | Double-glazed windows 4/12/4mm | Curtain-walling system (solid/glazed panels)
Area of the building where it is met | All windows on East façade in all floors | All windows on West façade in all floors | Entire South façade
Orientation (o) / Tilt (o) | O: East (90o) / T: 90o | O: West (270o) / T: 90o | W (270o)
Area (m2) | 150 | 100 | 1000 (40% glazing)
Thermal transmittance - U-value (W/m2K) | 3.01 | 3.01 | 1.8
Windows solar transmission (gw) | 0.48 | 0.48 | 0.35
Windows % openable area | 100% | 100% | 30%
Level of shading (from surrounding buildings/obstructions and from shading systems (internal/external) | Overhang 0.3 long above each window, internal blinds in all office areas | No external shading, internal blinds in all office areas | No external shading, internal blinds in all office areas
Other technical characteristics (optional) (manufacturer/product details, detailed description of material layers, other thermal/optical properties e.g. solar reflectance; emissivity etc.) | CLIMALIT type insulated glazing with intermediate air chamber between moons dehydrated floated colorless. | CLIMALIT type insulated glazing with intermediate air chamber between moons dehydrated floated colorless. | Anodized aluminum tubular profiles SCHUCO or equivalent DIN 17615 Extruded aluminum alloy Al Mg Si O, 5 F-22. Bronze anodized surface finish, according to quality standard EWAA / EURAS. System ROYAL S-50-N in windows and FW-50 or equivalent system curtain walls. Windows frame profile and sheet (including fixed parts). Practicable (hinged or folding) with steel fittings Stainless for perimeter fence using multiple latches. Removable anodized handles like the rest of the carpentry. Double gasket sealing synthetic rubber EPDM.
Photograph of construction element
BUILDING SYSTEMS INFORMATION
Main building services systems
Heating system | Type 1 | Type 2 | Type 3 | etc.
Short description of system (fuel used, type of generation system, distribution system, terminal units) | Gas boiler, with distribution pipework around the building and radiators as terminal units | Air-Water Heat pump without heat recovery | Local A/C unit
Area of the building served | All areas in ground, first, second floor except storage rooms | all areas of third floor except meeting room | 3rd floor meeting room
Year of installation | 2010 | 1990 | 1990
Heating power (kW) | 179 | 120 | 8.2
Efficiency (%) / Coefficient of Performance (COP) | Efficiency: 92% | COP: 3.2 | COP: 3,5
Level of insulation of heat generation system | Adequate insulation | n/a | n/a
Level of insulation of heat distribution system (pipework/ductwork) | Adequate insulation | n/a | n/a
Schedule of operation | 10 Jan to 30 Apr, Monday to Friday, 8:00-19:00 | 10 Jan to 30 Apr, Monday to Friday, 8:00-19:00 | 10 Jan to 30 Apr, Monday to Friday, 8:00-19:00
Type of control | Central control on timer (no individual control per floor/thermal zone) | Central control on timer (no individual control per floor/thermal zone) | Local control of unit
Other technical characteristics (optional) (manufacturer/product details, other energy performance characteristics etc.)
Photograph of system
Cooling system | Type 1 | Type 2 | Type 3 | etc.
Short description of system (fuel used, type of generation system, distribution system, terminal units) | Central air-cooled chiller, with distribution pipework around the building and Fan Coils as terminal units | Air-Water Heat pump without heat recovery | Local A/C unit
Area of the building served | all office areas and meeting rooms in ground, first, second floor | all office areas of third floor except meeting room | 3rd floor meeting room
Year of installation | 1990 | 1990 | 1990
Cooling power (kW) | 200 | 100 | 8.2
Efficiency (%) / Energy Efficiency Ration (EER) | EER: 2,8 | EER: 3,0 | EER: 3,0
Level of insulation of cooling distribution system (pipework/ductwork) | Adequate insulation | Insufficient insulation | n/a
Schedule of operation | 01 May to 31 Oct, Monday to Friday, 8:00-19:00 | 01 May to 31 Oct, Monday to Friday, 8:00-19:00 | 01 May to 31 Oct, Monday to Friday, 8:00-19:00
Type of control | Central control on timer (no individual control per floor/thermal zone) | Central control on timer (no individual control per floor/thermal zone) | Local control of unit
Other technical characteristics (optional) (manufacturer/product details, other energy performance characteristics etc.)
Photograph of system
Ventilation system | Type 1 | Type 2 | Type 3 | etc.
Short description of system (natural/mechanical ventilaton, heat recovery/no heat recovery) | Natural ventilation through openable windows | Mechanical ventilation through central AHU without heat recovery
Type of mechanical ventilation (supply and/or extract) | n/a | Supply and extract
Area of the building served | all areas of the building except internal office areas and meeting rooms | internal office areas and meeting rooms
Year of installation | n/a | 1990
Fresh air supply/extract rate (m3/s/m2) | n/a | 3
Specific fan power of supply/extract fan (W/m3/s) | n/a | 1
Efficiency (%) of heat recovery | n/a | n/a
Schedule of operation | n/a | 10 Jan to 30 Apr, Monday to Friday, 8:00-19:00
Type of control | n/a | Central control on timer
Other technical characteristics (optional) (manufacturer/product details, other energy performance characteristics etc.)
Photograph of system
Domestic Hot Water | Type 1 | Type 2 | Type 3 | etc.
Short description of system (fuel used, type of generation system, distribution system, type of storage) | Generation from same gas boiler as used for heating. Storage cylinder used in basement plantroom
Area of the building served | all hot water points throughout the building (washbasins in kitchens/bathrooms, showers)
Year of installation | 2010
Installed power (kW) | 179
Efficiency (%) / COP / EER | Efficiency: 50%
Level of insulation of DHW distribution system (pipework) | Adequate insulation
Level of insulation of DHW storage tank | Adequate insulation
Schedule of operation | all year, 9.00-18.00
Type of control | Central control on timer
Other technical characteristics (optional) (manufacturer/product details, other energy performance characteristics etc.)
Photograph of system (optional)
Lighting | Type 1 | Type 2 | Type 3 | etc.
Type of luminaire/lamp | Linear phluorescent tubes in recessed ceiling luminaires | Incandescent lamps | Outdoor LED floodlights
Area of the building served | Internally in all offices | Internally in all storage rooms | External lighting wall-mounted on building facades
Year of installation | 1990 | 1990 | 1990
Number of luminaires | 72 | 10 | 4
Number of lamps per luminaire | 4 | 1 | 1
Electrical power per lamp (W) | 18 | 36 | 29
Luminous efficacy (lm/W) | 104 | 18 | 94
Schedule of operation | all year, 7.00-19.00 | all year, 7.00-19.00 | all year, 19:00-07:00
Type of control | occupancy sensors | manual control | controlled on/off based on daylight sensor
Other technical characteristics (optional) (manufacturer/product details, other energy performance characteristics etc.)
Photograph of system
Renewable Energy Technologies | Type 1 | Type 2 | Type 3 | etc.
Short description of the Renewable Energy Technology (type/location) | Photovoltaic panels mounted on the flat-roof of the building | Selective-plate solar collectors for DHW, mounted on the pitched roof of the building
Area/Load of the building served | Sized to cover 50% of the annual electrical demand for external lighting | Sized to cover 60% of the annual DHW demand
Orientation (o) / Tilt (o) | O: South (180o) / T: 45o | O: South (180o) / T: 25o
Area (m2) | 20m2 area of PV panels | 5m2 area of solar collectors
Year of installation | 2012 | 1990
Total installed power (kW) | 8 kWp
Annual energy generated (kWh) | 4000 kWh | 2000 kWh
Type of control | n/a
Other technical characteristics (optional) (manufacturer/product details, other energy performance characteristics etc.) |  | Storage Capacity 250lt
Photograph of system

## Details for Ambassador of PBT9
Public Authority:
E.g. ELCHE CITY COUNCIL
Ambassador Building of Public Building Typology: |  | PBT9
GENERAL INFORMATION |  |  | Classification range
Building Name | IVE headquarters
Owner | Elche City Council
Tenant | Valencian Institute of Buildings
Building address | Carrer de les Tres Forques, 98, 46018 Valencia (Spain)
Building use | Open-plan offices with some cellular offices and meeting rooms |  | Offices
Construction year | 1990 |  | E.g. 1980-2006
Refurbishment year/scope (if applicable) | 2010 - upgrade of heating system (new gas boiler installed), 2012 - photovoltaics installed on the roof
Nº of floors | 4 floors |  | E.g. 3-5
Average floor height (m) | Semi-underground: 3m, ground floor: 4m, first/second/third floor: 3m
Gross floor area (m2) | 16,399 m2 |  | E.g. >5000
Area breakdown (m2) per floor | Semi-underground: 4,400m2, ground/first floor: 5,353m2, third floor: 1,048m2, fourth (top) floor: 245m2
Area breakdown (m2) per building system | Total heated area: 15,000m2 (all areas except non-heated basement and storage rooms)
Total cooled area: 13,000m2 (all office areas and meeting rooms)
Total area with mechanical ventilation: 4,000m2 (only internal office areas and meeting rooms)
Number of occupants | 120
Schedule of occupation | Occupied: 261 days per year, Monday to Friday 09:00-18:00
Not-occupied: During weekends (Sat/Sun)
Photographs
BUILDING ENVELOPE INFORMATION
Main construction elements
External walls | Type 1 | Type 2 | Type 3 | etc.
Short description of building element (key material layers /thicknesses) | Ceramic brickwork cavity wall with insulation, plastered on both sides, in total 30cm thick
Area of the building where it is met | All external walls
Orientation (o) / Tilt (o) | O: East (90o) / T: 90o
Area (m2) | 1500
Thermal transmittance - U-value (W/m2K) | 0.58
Other technical characteristics (optional) (manufacturer/product details, detailed description of material layers, other thermal/optical properties e.g. solar reflectance; emissivity etc.) | Formed by ceramic brick of 25 x 12 x 5 cm. with sore 4mm sitting at face side with mortar M-40, a foot thick English rigging (rope-tailing), plastered with mortar inner face 2 cm 1/3 thick polyurethane insulation projected 3 cm air chamber 30 cm thick brick partition double hollow (25 x 12 x 11 cm) 11 cm thick.
Photograph of construction element
Roof | Type 1 | Type 2 | Type 3 | etc.
Short description of building element (key material layers /thicknesses) | Inverted roof - reinforced concrete slab 20cm with 6cm XPS insulation, gravel finish on top | Sloped concrete roof: Reinforced concrete slab 20cm with 8cm mineral wool insulation, ceramic tiles finish on top
Area of the building where it is met | All roof areas in third and fourth floor except conference room | Fourth floor conference room
Orientation (o) / Tilt (o) | O: Horizontal (0o) / T: 0o | O: South (180o) / T: 25o
Area (m2) | 1247 | 260
Thermal transmittance - U-value (W/m2K) | 0.44 | 0.36
Other technical characteristics (optional) (manufacturer/product details, detailed description of material layers, other thermal/optical properties e.g. solar reflectance; emissivity etc.) | The construction consists of the following elements: - Reinforced concrete slab 20 cm. - Training 3% slope with lightweight concrete. - Leveling layer of mortar M-160a 3 cm thick placed in hardened concrete lightened. - Belkin waterproofing felt or waterproofing layer. - Geo textile sheet 250 gr. - Expanded polystyrene XPS 6 cm Carbon dioxide. - Finishing top 10 cm with gravel. | The construction consists of the following elements: - Reinforced concrete slab 20 cm. - Capa 10 cm. of lightweight concrete. - Belkin waterproofing felt or waterproofing layer. - Mineral wool insulation 8 cm. - Cement or lime mortar for masonry 4 cm. - Finish top with ceramic tile 2 cm.
Photograph of construction element (optional)
Exposed floors | Type 1 | Type 2 | Type 3 | etc.
Short description of building element (key material layers /thicknesses) | Reinforced concrete slab 25cm without insulation | Reinforced concrete slab 20cm with 5cm mineral wool insulation
Area of the building where it is met | All semi-underground floor in contact with the ground | Exposed 1st floor area above pilotis
Orientation (o) / Tilt (o) | O: Horizontal (180o) / T: 0o | O: Horizontal (180o) / T: 0o
Area (m2) | 4400 | 100
Thermal transmittance - U-value (W/m2K) | 0.8 | 0.4
Other technical characteristics (optional) (manufacturer/product details, detailed description of material layers, other thermal/optical properties e.g. solar reflectance; emissivity etc.)
Photograph of construction element (optional)
Windows (Glazing/frame) | Type 1 | Type 2 | Type 3 | etc.
Short description of building element (key material layers /thicknesses) | Double-glazed windows 3/12/3mm | Double-glazed windows 4/12/4mm | Curtain-walling system (solid/glazed panels)
Area of the building where it is met | All windows on East façade in all floors | All windows on West façade in all floors | Entire South façade
Orientation (o) / Tilt (o) | O: East (90o) / T: 90o | O: West (270o) / T: 90o | W (270o)
Area (m2) | 150 | 100 | 1000 (40% glazing)
Thermal transmittance - U-value (W/m2K) | 3.01 | 3.01 | 1.8
Windows solar transmission (gw) | 0.48 | 0.48 | 0.35
Windows % openable area | 100% | 100% | 30%
Level of shading (from surrounding buildings/obstructions and from shading systems (internal/external) | Overhang 0.3 long above each window, internal blinds in all office areas | No external shading, internal blinds in all office areas | No external shading, internal blinds in all office areas
Other technical characteristics (optional) (manufacturer/product details, detailed description of material layers, other thermal/optical properties e.g. solar reflectance; emissivity etc.) | CLIMALIT type insulated glazing with intermediate air chamber between moons dehydrated floated colorless. | CLIMALIT type insulated glazing with intermediate air chamber between moons dehydrated floated colorless. | Anodized aluminum tubular profiles SCHUCO or equivalent DIN 17615 Extruded aluminum alloy Al Mg Si O, 5 F-22. Bronze anodized surface finish, according to quality standard EWAA / EURAS. System ROYAL S-50-N in windows and FW-50 or equivalent system curtain walls. Windows frame profile and sheet (including fixed parts). Practicable (hinged or folding) with steel fittings Stainless for perimeter fence using multiple latches. Removable anodized handles like the rest of the carpentry. Double gasket sealing synthetic rubber EPDM.
Photograph of construction element
BUILDING SYSTEMS INFORMATION
Main building services systems
Heating system | Type 1 | Type 2 | Type 3 | etc.
Short description of system (fuel used, type of generation system, distribution system, terminal units) | Gas boiler, with distribution pipework around the building and radiators as terminal units | Air-Water Heat pump without heat recovery | Local A/C unit
Area of the building served | All areas in ground, first, second floor except storage rooms | all areas of third floor except meeting room | 3rd floor meeting room
Year of installation | 2010 | 1990 | 1990
Heating power (kW) | 179 | 120 | 8.2
Efficiency (%) / Coefficient of Performance (COP) | Efficiency: 92% | COP: 3.2 | COP: 3,5
Level of insulation of heat generation system | Adequate insulation | n/a | n/a
Level of insulation of heat distribution system (pipework/ductwork) | Adequate insulation | n/a | n/a
Schedule of operation | 10 Jan to 30 Apr, Monday to Friday, 8:00-19:00 | 10 Jan to 30 Apr, Monday to Friday, 8:00-19:00 | 10 Jan to 30 Apr, Monday to Friday, 8:00-19:00
Type of control | Central control on timer (no individual control per floor/thermal zone) | Central control on timer (no individual control per floor/thermal zone) | Local control of unit
Other technical characteristics (optional) (manufacturer/product details, other energy performance characteristics etc.)
Photograph of system
Cooling system | Type 1 | Type 2 | Type 3 | etc.
Short description of system (fuel used, type of generation system, distribution system, terminal units) | Central air-cooled chiller, with distribution pipework around the building and Fan Coils as terminal units | Air-Water Heat pump without heat recovery | Local A/C unit
Area of the building served | all office areas and meeting rooms in ground, first, second floor | all office areas of third floor except meeting room | 3rd floor meeting room
Year of installation | 1990 | 1990 | 1990
Cooling power (kW) | 200 | 100 | 8.2
Efficiency (%) / Energy Efficiency Ration (EER) | EER: 2,8 | EER: 3,0 | EER: 3,0
Level of insulation of cooling distribution system (pipework/ductwork) | Adequate insulation | Insufficient insulation | n/a
Schedule of operation | 01 May to 31 Oct, Monday to Friday, 8:00-19:00 | 01 May to 31 Oct, Monday to Friday, 8:00-19:00 | 01 May to 31 Oct, Monday to Friday, 8:00-19:00
Type of control | Central control on timer (no individual control per floor/thermal zone) | Central control on timer (no individual control per floor/thermal zone) | Local control of unit
Other technical characteristics (optional) (manufacturer/product details, other energy performance characteristics etc.)
Photograph of system
Ventilation system | Type 1 | Type 2 | Type 3 | etc.
Short description of system (natural/mechanical ventilaton, heat recovery/no heat recovery) | Natural ventilation through openable windows | Mechanical ventilation through central AHU without heat recovery
Type of mechanical ventilation (supply and/or extract) | n/a | Supply and extract
Area of the building served | all areas of the building except internal office areas and meeting rooms | internal office areas and meeting rooms
Year of installation | n/a | 1990
Fresh air supply/extract rate (m3/s/m2) | n/a | 3
Specific fan power of supply/extract fan (W/m3/s) | n/a | 1
Efficiency (%) of heat recovery | n/a | n/a
Schedule of operation | n/a | 10 Jan to 30 Apr, Monday to Friday, 8:00-19:00
Type of control | n/a | Central control on timer
Other technical characteristics (optional) (manufacturer/product details, other energy performance characteristics etc.)
Photograph of system
Domestic Hot Water | Type 1 | Type 2 | Type 3 | etc.
Short description of system (fuel used, type of generation system, distribution system, type of storage) | Generation from same gas boiler as used for heating. Storage cylinder used in basement plantroom
Area of the building served | all hot water points throughout the building (washbasins in kitchens/bathrooms, showers)
Year of installation | 2010
Installed power (kW) | 179
Efficiency (%) / COP / EER | Efficiency: 50%
Level of insulation of DHW distribution system (pipework) | Adequate insulation
Level of insulation of DHW storage tank | Adequate insulation
Schedule of operation | all year, 9.00-18.00
Type of control | Central control on timer
Other technical characteristics (optional) (manufacturer/product details, other energy performance characteristics etc.)
Photograph of system (optional)
Lighting | Type 1 | Type 2 | Type 3 | etc.
Type of luminaire/lamp | Linear phluorescent tubes in recessed ceiling luminaires | Incandescent lamps | Outdoor LED floodlights
Area of the building served | Internally in all offices | Internally in all storage rooms | External lighting wall-mounted on building facades
Year of installation | 1990 | 1990 | 1990
Number of luminaires | 72 | 10 | 4
Number of lamps per luminaire | 4 | 1 | 1
Electrical power per lamp (W) | 18 | 36 | 29
Luminous efficacy (lm/W) | 104 | 18 | 94
Schedule of operation | all year, 7.00-19.00 | all year, 7.00-19.00 | all year, 19:00-07:00
Type of control | occupancy sensors | manual control | controlled on/off based on daylight sensor
Other technical characteristics (optional) (manufacturer/product details, other energy performance characteristics etc.)
Photograph of system
Renewable Energy Technologies | Type 1 | Type 2 | Type 3 | etc.
Short description of the Renewable Energy Technology (type/location) | Photovoltaic panels mounted on the flat-roof of the building | Selective-plate solar collectors for DHW, mounted on the pitched roof of the building
Area/Load of the building served | Sized to cover 50% of the annual electrical demand for external lighting | Sized to cover 60% of the annual DHW demand
Orientation (o) / Tilt (o) | O: South (180o) / T: 45o | O: South (180o) / T: 25o
Area (m2) | 20m2 area of PV panels | 5m2 area of solar collectors
Year of installation | 2012 | 1990
Total installed power (kW) | 8 kWp
Annual energy generated (kWh) | 4000 kWh | 2000 kWh
Type of control | n/a
Other technical characteristics (optional) (manufacturer/product details, other energy performance characteristics etc.) |  | Storage Capacity 250lt
Photograph of system

## Details for Ambassador of PBT10
Public Authority:
E.g. ELCHE CITY COUNCIL
Ambassador Building of Public Building Typology: |  | PBT10
GENERAL INFORMATION |  |  | Classification range
Building Name | IVE headquarters
Owner | Elche City Council
Tenant | Valencian Institute of Buildings
Building address | Carrer de les Tres Forques, 98, 46018 Valencia (Spain)
Building use | Open-plan offices with some cellular offices and meeting rooms |  | Offices
Construction year | 1990 |  | E.g. 1980-2006
Refurbishment year/scope (if applicable) | 2010 - upgrade of heating system (new gas boiler installed), 2012 - photovoltaics installed on the roof
Nº of floors | 4 floors |  | E.g. 3-5
Average floor height (m) | Semi-underground: 3m, ground floor: 4m, first/second/third floor: 3m
Gross floor area (m2) | 16,399 m2 |  | E.g. >5000
Area breakdown (m2) per floor | Semi-underground: 4,400m2, ground/first floor: 5,353m2, third floor: 1,048m2, fourth (top) floor: 245m2
Area breakdown (m2) per building system | Total heated area: 15,000m2 (all areas except non-heated basement and storage rooms)
Total cooled area: 13,000m2 (all office areas and meeting rooms)
Total area with mechanical ventilation: 4,000m2 (only internal office areas and meeting rooms)
Number of occupants | 120
Schedule of occupation | Occupied: 261 days per year, Monday to Friday 09:00-18:00
Not-occupied: During weekends (Sat/Sun)
Photographs
BUILDING ENVELOPE INFORMATION
Main construction elements
External walls | Type 1 | Type 2 | Type 3 | etc.
Short description of building element (key material layers /thicknesses) | Ceramic brickwork cavity wall with insulation, plastered on both sides, in total 30cm thick
Area of the building where it is met | All external walls
Orientation (o) / Tilt (o) | O: East (90o) / T: 90o
Area (m2) | 1500
Thermal transmittance - U-value (W/m2K) | 0.58
Other technical characteristics (optional) (manufacturer/product details, detailed description of material layers, other thermal/optical properties e.g. solar reflectance; emissivity etc.) | Formed by ceramic brick of 25 x 12 x 5 cm. with sore 4mm sitting at face side with mortar M-40, a foot thick English rigging (rope-tailing), plastered with mortar inner face 2 cm 1/3 thick polyurethane insulation projected 3 cm air chamber 30 cm thick brick partition double hollow (25 x 12 x 11 cm) 11 cm thick.
Photograph of construction element
Roof | Type 1 | Type 2 | Type 3 | etc.
Short description of building element (key material layers /thicknesses) | Inverted roof - reinforced concrete slab 20cm with 6cm XPS insulation, gravel finish on top | Sloped concrete roof: Reinforced concrete slab 20cm with 8cm mineral wool insulation, ceramic tiles finish on top
Area of the building where it is met | All roof areas in third and fourth floor except conference room | Fourth floor conference room
Orientation (o) / Tilt (o) | O: Horizontal (0o) / T: 0o | O: South (180o) / T: 25o
Area (m2) | 1247 | 260
Thermal transmittance - U-value (W/m2K) | 0.44 | 0.36
Other technical characteristics (optional) (manufacturer/product details, detailed description of material layers, other thermal/optical properties e.g. solar reflectance; emissivity etc.) | The construction consists of the following elements: - Reinforced concrete slab 20 cm. - Training 3% slope with lightweight concrete. - Leveling layer of mortar M-160a 3 cm thick placed in hardened concrete lightened. - Belkin waterproofing felt or waterproofing layer. - Geo textile sheet 250 gr. - Expanded polystyrene XPS 6 cm Carbon dioxide. - Finishing top 10 cm with gravel. | The construction consists of the following elements: - Reinforced concrete slab 20 cm. - Capa 10 cm. of lightweight concrete. - Belkin waterproofing felt or waterproofing layer. - Mineral wool insulation 8 cm. - Cement or lime mortar for masonry 4 cm. - Finish top with ceramic tile 2 cm.
Photograph of construction element (optional)
Exposed floors | Type 1 | Type 2 | Type 3 | etc.
Short description of building element (key material layers /thicknesses) | Reinforced concrete slab 25cm without insulation | Reinforced concrete slab 20cm with 5cm mineral wool insulation
Area of the building where it is met | All semi-underground floor in contact with the ground | Exposed 1st floor area above pilotis
Orientation (o) / Tilt (o) | O: Horizontal (180o) / T: 0o | O: Horizontal (180o) / T: 0o
Area (m2) | 4400 | 100
Thermal transmittance - U-value (W/m2K) | 0.8 | 0.4
Other technical characteristics (optional) (manufacturer/product details, detailed description of material layers, other thermal/optical properties e.g. solar reflectance; emissivity etc.)
Photograph of construction element (optional)
Windows (Glazing/frame) | Type 1 | Type 2 | Type 3 | etc.
Short description of building element (key material layers /thicknesses) | Double-glazed windows 3/12/3mm | Double-glazed windows 4/12/4mm | Curtain-walling system (solid/glazed panels)
Area of the building where it is met | All windows on East façade in all floors | All windows on West façade in all floors | Entire South façade
Orientation (o) / Tilt (o) | O: East (90o) / T: 90o | O: West (270o) / T: 90o | W (270o)
Area (m2) | 150 | 100 | 1000 (40% glazing)
Thermal transmittance - U-value (W/m2K) | 3.01 | 3.01 | 1.8
Windows solar transmission (gw) | 0.48 | 0.48 | 0.35
Windows % openable area | 100% | 100% | 30%
Level of shading (from surrounding buildings/obstructions and from shading systems (internal/external) | Overhang 0.3 long above each window, internal blinds in all office areas | No external shading, internal blinds in all office areas | No external shading, internal blinds in all office areas
Other technical characteristics (optional) (manufacturer/product details, detailed description of material layers, other thermal/optical properties e.g. solar reflectance; emissivity etc.) | CLIMALIT type insulated glazing with intermediate air chamber between moons dehydrated floated colorless. | CLIMALIT type insulated glazing with intermediate air chamber between moons dehydrated floated colorless. | Anodized aluminum tubular profiles SCHUCO or equivalent DIN 17615 Extruded aluminum alloy Al Mg Si O, 5 F-22. Bronze anodized surface finish, according to quality standard EWAA / EURAS. System ROYAL S-50-N in windows and FW-50 or equivalent system curtain walls. Windows frame profile and sheet (including fixed parts). Practicable (hinged or folding) with steel fittings Stainless for perimeter fence using multiple latches. Removable anodized handles like the rest of the carpentry. Double gasket sealing synthetic rubber EPDM.
Photograph of construction element
BUILDING SYSTEMS INFORMATION
Main building services systems
Heating system | Type 1 | Type 2 | Type 3 | etc.
Short description of system (fuel used, type of generation system, distribution system, terminal units) | Gas boiler, with distribution pipework around the building and radiators as terminal units | Air-Water Heat pump without heat recovery | Local A/C unit
Area of the building served | All areas in ground, first, second floor except storage rooms | all areas of third floor except meeting room | 3rd floor meeting room
Year of installation | 2010 | 1990 | 1990
Heating power (kW) | 179 | 120 | 8.2
Efficiency (%) / Coefficient of Performance (COP) | Efficiency: 92% | COP: 3.2 | COP: 3,5
Level of insulation of heat generation system | Adequate insulation | n/a | n/a
Level of insulation of heat distribution system (pipework/ductwork) | Adequate insulation | n/a | n/a
Schedule of operation | 10 Jan to 30 Apr, Monday to Friday, 8:00-19:00 | 10 Jan to 30 Apr, Monday to Friday, 8:00-19:00 | 10 Jan to 30 Apr, Monday to Friday, 8:00-19:00
Type of control | Central control on timer (no individual control per floor/thermal zone) | Central control on timer (no individual control per floor/thermal zone) | Local control of unit
Other technical characteristics (optional) (manufacturer/product details, other energy performance characteristics etc.)
Photograph of system
Cooling system | Type 1 | Type 2 | Type 3 | etc.
Short description of system (fuel used, type of generation system, distribution system, terminal units) | Central air-cooled chiller, with distribution pipework around the building and Fan Coils as terminal units | Air-Water Heat pump without heat recovery | Local A/C unit
Area of the building served | all office areas and meeting rooms in ground, first, second floor | all office areas of third floor except meeting room | 3rd floor meeting room
Year of installation | 1990 | 1990 | 1990
Cooling power (kW) | 200 | 100 | 8.2
Efficiency (%) / Energy Efficiency Ration (EER) | EER: 2,8 | EER: 3,0 | EER: 3,0
Level of insulation of cooling distribution system (pipework/ductwork) | Adequate insulation | Insufficient insulation | n/a
Schedule of operation | 01 May to 31 Oct, Monday to Friday, 8:00-19:00 | 01 May to 31 Oct, Monday to Friday, 8:00-19:00 | 01 May to 31 Oct, Monday to Friday, 8:00-19:00
Type of control | Central control on timer (no individual control per floor/thermal zone) | Central control on timer (no individual control per floor/thermal zone) | Local control of unit
Other technical characteristics (optional) (manufacturer/product details, other energy performance characteristics etc.)
Photograph of system
Ventilation system | Type 1 | Type 2 | Type 3 | etc.
Short description of system (natural/mechanical ventilaton, heat recovery/no heat recovery) | Natural ventilation through openable windows | Mechanical ventilation through central AHU without heat recovery
Type of mechanical ventilation (supply and/or extract) | n/a | Supply and extract
Area of the building served | all areas of the building except internal office areas and meeting rooms | internal office areas and meeting rooms
Year of installation | n/a | 1990
Fresh air supply/extract rate (m3/s/m2) | n/a | 3
Specific fan power of supply/extract fan (W/m3/s) | n/a | 1
Efficiency (%) of heat recovery | n/a | n/a
Schedule of operation | n/a | 10 Jan to 30 Apr, Monday to Friday, 8:00-19:00
Type of control | n/a | Central control on timer
Other technical characteristics (optional) (manufacturer/product details, other energy performance characteristics etc.)
Photograph of system
Domestic Hot Water | Type 1 | Type 2 | Type 3 | etc.
Short description of system (fuel used, type of generation system, distribution system, type of storage) | Generation from same gas boiler as used for heating. Storage cylinder used in basement plantroom
Area of the building served | all hot water points throughout the building (washbasins in kitchens/bathrooms, showers)
Year of installation | 2010
Installed power (kW) | 179
Efficiency (%) / COP / EER | Efficiency: 50%
Level of insulation of DHW distribution system (pipework) | Adequate insulation
Level of insulation of DHW storage tank | Adequate insulation
Schedule of operation | all year, 9.00-18.00
Type of control | Central control on timer
Other technical characteristics (optional) (manufacturer/product details, other energy performance characteristics etc.)
Photograph of system (optional)
Lighting | Type 1 | Type 2 | Type 3 | etc.
Type of luminaire/lamp | Linear phluorescent tubes in recessed ceiling luminaires | Incandescent lamps | Outdoor LED floodlights
Area of the building served | Internally in all offices | Internally in all storage rooms | External lighting wall-mounted on building facades
Year of installation | 1990 | 1990 | 1990
Number of luminaires | 72 | 10 | 4
Number of lamps per luminaire | 4 | 1 | 1
Electrical power per lamp (W) | 18 | 36 | 29
Luminous efficacy (lm/W) | 104 | 18 | 94
Schedule of operation | all year, 7.00-19.00 | all year, 7.00-19.00 | all year, 19:00-07:00
Type of control | occupancy sensors | manual control | controlled on/off based on daylight sensor
Other technical characteristics (optional) (manufacturer/product details, other energy performance characteristics etc.)
Photograph of system
Renewable Energy Technologies | Type 1 | Type 2 | Type 3 | etc.
Short description of the Renewable Energy Technology (type/location) | Photovoltaic panels mounted on the flat-roof of the building | Selective-plate solar collectors for DHW, mounted on the pitched roof of the building
Area/Load of the building served | Sized to cover 50% of the annual electrical demand for external lighting | Sized to cover 60% of the annual DHW demand
Orientation (o) / Tilt (o) | O: South (180o) / T: 45o | O: South (180o) / T: 25o
Area (m2) | 20m2 area of PV panels | 5m2 area of solar collectors
Year of installation | 2012 | 1990
Total installed power (kW) | 8 kWp
Annual energy generated (kWh) | 4000 kWh | 2000 kWh
Type of control | n/a
Other technical characteristics (optional) (manufacturer/product details, other energy performance characteristics etc.) |  | Storage Capacity 250lt
Photograph of system

## Details for Ambassador of PBT11
Public Authority:
E.g. ELCHE CITY COUNCIL
Ambassador Building of Public Building Typology: |  | PBT11
GENERAL INFORMATION |  |  | Classification range
Building Name | IVE headquarters
Owner | Elche City Council
Tenant | Valencian Institute of Buildings
Building address | Carrer de les Tres Forques, 98, 46018 Valencia (Spain)
Building use | Open-plan offices with some cellular offices and meeting rooms |  | Offices
Construction year | 1990 |  | E.g. 1980-2006
Refurbishment year/scope (if applicable) | 2010 - upgrade of heating system (new gas boiler installed), 2012 - photovoltaics installed on the roof
Nº of floors | 4 floors |  | E.g. 3-5
Average floor height (m) | Semi-underground: 3m, ground floor: 4m, first/second/third floor: 3m
Gross floor area (m2) | 16,399 m2 |  | E.g. >5000
Area breakdown (m2) per floor | Semi-underground: 4,400m2, ground/first floor: 5,353m2, third floor: 1,048m2, fourth (top) floor: 245m2
Area breakdown (m2) per building system | Total heated area: 15,000m2 (all areas except non-heated basement and storage rooms)
Total cooled area: 13,000m2 (all office areas and meeting rooms)
Total area with mechanical ventilation: 4,000m2 (only internal office areas and meeting rooms)
Number of occupants | 120
Schedule of occupation | Occupied: 261 days per year, Monday to Friday 09:00-18:00
Not-occupied: During weekends (Sat/Sun)
Photographs
BUILDING ENVELOPE INFORMATION
Main construction elements
External walls | Type 1 | Type 2 | Type 3 | etc.
Short description of building element (key material layers /thicknesses) | Ceramic brickwork cavity wall with insulation, plastered on both sides, in total 30cm thick
Area of the building where it is met | All external walls
Orientation (o) / Tilt (o) | O: East (90o) / T: 90o
Area (m2) | 1500
Thermal transmittance - U-value (W/m2K) | 0.58
Other technical characteristics (optional) (manufacturer/product details, detailed description of material layers, other thermal/optical properties e.g. solar reflectance; emissivity etc.) | Formed by ceramic brick of 25 x 12 x 5 cm. with sore 4mm sitting at face side with mortar M-40, a foot thick English rigging (rope-tailing), plastered with mortar inner face 2 cm 1/3 thick polyurethane insulation projected 3 cm air chamber 30 cm thick brick partition double hollow (25 x 12 x 11 cm) 11 cm thick.
Photograph of construction element
Roof | Type 1 | Type 2 | Type 3 | etc.
Short description of building element (key material layers /thicknesses) | Inverted roof - reinforced concrete slab 20cm with 6cm XPS insulation, gravel finish on top | Sloped concrete roof: Reinforced concrete slab 20cm with 8cm mineral wool insulation, ceramic tiles finish on top
Area of the building where it is met | All roof areas in third and fourth floor except conference room | Fourth floor conference room
Orientation (o) / Tilt (o) | O: Horizontal (0o) / T: 0o | O: South (180o) / T: 25o
Area (m2) | 1247 | 260
Thermal transmittance - U-value (W/m2K) | 0.44 | 0.36
Other technical characteristics (optional) (manufacturer/product details, detailed description of material layers, other thermal/optical properties e.g. solar reflectance; emissivity etc.) | The construction consists of the following elements: - Reinforced concrete slab 20 cm. - Training 3% slope with lightweight concrete. - Leveling layer of mortar M-160a 3 cm thick placed in hardened concrete lightened. - Belkin waterproofing felt or waterproofing layer. - Geo textile sheet 250 gr. - Expanded polystyrene XPS 6 cm Carbon dioxide. - Finishing top 10 cm with gravel. | The construction consists of the following elements: - Reinforced concrete slab 20 cm. - Capa 10 cm. of lightweight concrete. - Belkin waterproofing felt or waterproofing layer. - Mineral wool insulation 8 cm. - Cement or lime mortar for masonry 4 cm. - Finish top with ceramic tile 2 cm.
Photograph of construction element (optional)
Exposed floors | Type 1 | Type 2 | Type 3 | etc.
Short description of building element (key material layers /thicknesses) | Reinforced concrete slab 25cm without insulation | Reinforced concrete slab 20cm with 5cm mineral wool insulation
Area of the building where it is met | All semi-underground floor in contact with the ground | Exposed 1st floor area above pilotis
Orientation (o) / Tilt (o) | O: Horizontal (180o) / T: 0o | O: Horizontal (180o) / T: 0o
Area (m2) | 4400 | 100
Thermal transmittance - U-value (W/m2K) | 0.8 | 0.4
Other technical characteristics (optional) (manufacturer/product details, detailed description of material layers, other thermal/optical properties e.g. solar reflectance; emissivity etc.)
Photograph of construction element (optional)
Windows (Glazing/frame) | Type 1 | Type 2 | Type 3 | etc.
Short description of building element (key material layers /thicknesses) | Double-glazed windows 3/12/3mm | Double-glazed windows 4/12/4mm | Curtain-walling system (solid/glazed panels)
Area of the building where it is met | All windows on East façade in all floors | All windows on West façade in all floors | Entire South façade
Orientation (o) / Tilt (o) | O: East (90o) / T: 90o | O: West (270o) / T: 90o | W (270o)
Area (m2) | 150 | 100 | 1000 (40% glazing)
Thermal transmittance - U-value (W/m2K) | 3.01 | 3.01 | 1.8
Windows solar transmission (gw) | 0.48 | 0.48 | 0.35
Windows % openable area | 100% | 100% | 30%
Level of shading (from surrounding buildings/obstructions and from shading systems (internal/external) | Overhang 0.3 long above each window, internal blinds in all office areas | No external shading, internal blinds in all office areas | No external shading, internal blinds in all office areas
Other technical characteristics (optional) (manufacturer/product details, detailed description of material layers, other thermal/optical properties e.g. solar reflectance; emissivity etc.) | CLIMALIT type insulated glazing with intermediate air chamber between moons dehydrated floated colorless. | CLIMALIT type insulated glazing with intermediate air chamber between moons dehydrated floated colorless. | Anodized aluminum tubular profiles SCHUCO or equivalent DIN 17615 Extruded aluminum alloy Al Mg Si O, 5 F-22. Bronze anodized surface finish, according to quality standard EWAA / EURAS. System ROYAL S-50-N in windows and FW-50 or equivalent system curtain walls. Windows frame profile and sheet (including fixed parts). Practicable (hinged or folding) with steel fittings Stainless for perimeter fence using multiple latches. Removable anodized handles like the rest of the carpentry. Double gasket sealing synthetic rubber EPDM.
Photograph of construction element
BUILDING SYSTEMS INFORMATION
Main building services systems
Heating system | Type 1 | Type 2 | Type 3 | etc.
Short description of system (fuel used, type of generation system, distribution system, terminal units) | Gas boiler, with distribution pipework around the building and radiators as terminal units | Air-Water Heat pump without heat recovery | Local A/C unit
Area of the building served | All areas in ground, first, second floor except storage rooms | all areas of third floor except meeting room | 3rd floor meeting room
Year of installation | 2010 | 1990 | 1990
Heating power (kW) | 179 | 120 | 8.2
Efficiency (%) / Coefficient of Performance (COP) | Efficiency: 92% | COP: 3.2 | COP: 3,5
Level of insulation of heat generation system | Adequate insulation | n/a | n/a
Level of insulation of heat distribution system (pipework/ductwork) | Adequate insulation | n/a | n/a
Schedule of operation | 10 Jan to 30 Apr, Monday to Friday, 8:00-19:00 | 10 Jan to 30 Apr, Monday to Friday, 8:00-19:00 | 10 Jan to 30 Apr, Monday to Friday, 8:00-19:00
Type of control | Central control on timer (no individual control per floor/thermal zone) | Central control on timer (no individual control per floor/thermal zone) | Local control of unit
Other technical characteristics (optional) (manufacturer/product details, other energy performance characteristics etc.)
Photograph of system
Cooling system | Type 1 | Type 2 | Type 3 | etc.
Short description of system (fuel used, type of generation system, distribution system, terminal units) | Central air-cooled chiller, with distribution pipework around the building and Fan Coils as terminal units | Air-Water Heat pump without heat recovery | Local A/C unit
Area of the building served | all office areas and meeting rooms in ground, first, second floor | all office areas of third floor except meeting room | 3rd floor meeting room
Year of installation | 1990 | 1990 | 1990
Cooling power (kW) | 200 | 100 | 8.2
Efficiency (%) / Energy Efficiency Ration (EER) | EER: 2,8 | EER: 3,0 | EER: 3,0
Level of insulation of cooling distribution system (pipework/ductwork) | Adequate insulation | Insufficient insulation | n/a
Schedule of operation | 01 May to 31 Oct, Monday to Friday, 8:00-19:00 | 01 May to 31 Oct, Monday to Friday, 8:00-19:00 | 01 May to 31 Oct, Monday to Friday, 8:00-19:00
Type of control | Central control on timer (no individual control per floor/thermal zone) | Central control on timer (no individual control per floor/thermal zone) | Local control of unit
Other technical characteristics (optional) (manufacturer/product details, other energy performance characteristics etc.)
Photograph of system
Ventilation system | Type 1 | Type 2 | Type 3 | etc.
Short description of system (natural/mechanical ventilaton, heat recovery/no heat recovery) | Natural ventilation through openable windows | Mechanical ventilation through central AHU without heat recovery
Type of mechanical ventilation (supply and/or extract) | n/a | Supply and extract
Area of the building served | all areas of the building except internal office areas and meeting rooms | internal office areas and meeting rooms
Year of installation | n/a | 1990
Fresh air supply/extract rate (m3/s/m2) | n/a | 3
Specific fan power of supply/extract fan (W/m3/s) | n/a | 1
Efficiency (%) of heat recovery | n/a | n/a
Schedule of operation | n/a | 10 Jan to 30 Apr, Monday to Friday, 8:00-19:00
Type of control | n/a | Central control on timer
Other technical characteristics (optional) (manufacturer/product details, other energy performance characteristics etc.)
Photograph of system
Domestic Hot Water | Type 1 | Type 2 | Type 3 | etc.
Short description of system (fuel used, type of generation system, distribution system, type of storage) | Generation from same gas boiler as used for heating. Storage cylinder used in basement plantroom
Area of the building served | all hot water points throughout the building (washbasins in kitchens/bathrooms, showers)
Year of installation | 2010
Installed power (kW) | 179
Efficiency (%) / COP / EER | Efficiency: 50%
Level of insulation of DHW distribution system (pipework) | Adequate insulation
Level of insulation of DHW storage tank | Adequate insulation
Schedule of operation | all year, 9.00-18.00
Type of control | Central control on timer
Other technical characteristics (optional) (manufacturer/product details, other energy performance characteristics etc.)
Photograph of system (optional)
Lighting | Type 1 | Type 2 | Type 3 | etc.
Type of luminaire/lamp | Linear phluorescent tubes in recessed ceiling luminaires | Incandescent lamps | Outdoor LED floodlights
Area of the building served | Internally in all offices | Internally in all storage rooms | External lighting wall-mounted on building facades
Year of installation | 1990 | 1990 | 1990
Number of luminaires | 72 | 10 | 4
Number of lamps per luminaire | 4 | 1 | 1
Electrical power per lamp (W) | 18 | 36 | 29
Luminous efficacy (lm/W) | 104 | 18 | 94
Schedule of operation | all year, 7.00-19.00 | all year, 7.00-19.00 | all year, 19:00-07:00
Type of control | occupancy sensors | manual control | controlled on/off based on daylight sensor
Other technical characteristics (optional) (manufacturer/product details, other energy performance characteristics etc.)
Photograph of system
Renewable Energy Technologies | Type 1 | Type 2 | Type 3 | etc.
Short description of the Renewable Energy Technology (type/location) | Photovoltaic panels mounted on the flat-roof of the building | Selective-plate solar collectors for DHW, mounted on the pitched roof of the building
Area/Load of the building served | Sized to cover 50% of the annual electrical demand for external lighting | Sized to cover 60% of the annual DHW demand
Orientation (o) / Tilt (o) | O: South (180o) / T: 45o | O: South (180o) / T: 25o
Area (m2) | 20m2 area of PV panels | 5m2 area of solar collectors
Year of installation | 2012 | 1990
Total installed power (kW) | 8 kWp
Annual energy generated (kWh) | 4000 kWh | 2000 kWh
Type of control | n/a
Other technical characteristics (optional) (manufacturer/product details, other energy performance characteristics etc.) |  | Storage Capacity 250lt
Photograph of system

## Details for Ambassador of PBT12
Public Authority:
E.g. ELCHE CITY COUNCIL
Ambassador Building of Public Building Typology: |  | PBT12
GENERAL INFORMATION |  |  | Classification range
Building Name | IVE headquarters
Owner | Elche City Council
Tenant | Valencian Institute of Buildings
Building address | Carrer de les Tres Forques, 98, 46018 Valencia (Spain)
Building use | Open-plan offices with some cellular offices and meeting rooms |  | Offices
Construction year | 1990 |  | E.g. 1980-2006
Refurbishment year/scope (if applicable) | 2010 - upgrade of heating system (new gas boiler installed), 2012 - photovoltaics installed on the roof
Nº of floors | 4 floors |  | E.g. 3-5
Average floor height (m) | Semi-underground: 3m, ground floor: 4m, first/second/third floor: 3m
Gross floor area (m2) | 16,399 m2 |  | E.g. >5000
Area breakdown (m2) per floor | Semi-underground: 4,400m2, ground/first floor: 5,353m2, third floor: 1,048m2, fourth (top) floor: 245m2
Area breakdown (m2) per building system | Total heated area: 15,000m2 (all areas except non-heated basement and storage rooms)
Total cooled area: 13,000m2 (all office areas and meeting rooms)
Total area with mechanical ventilation: 4,000m2 (only internal office areas and meeting rooms)
Number of occupants | 120
Schedule of occupation | Occupied: 261 days per year, Monday to Friday 09:00-18:00
Not-occupied: During weekends (Sat/Sun)
Photographs
BUILDING ENVELOPE INFORMATION
Main construction elements
External walls | Type 1 | Type 2 | Type 3 | etc.
Short description of building element (key material layers /thicknesses) | Ceramic brickwork cavity wall with insulation, plastered on both sides, in total 30cm thick
Area of the building where it is met | All external walls
Orientation (o) / Tilt (o) | O: East (90o) / T: 90o
Area (m2) | 1500
Thermal transmittance - U-value (W/m2K) | 0.58
Other technical characteristics (optional) (manufacturer/product details, detailed description of material layers, other thermal/optical properties e.g. solar reflectance; emissivity etc.) | Formed by ceramic brick of 25 x 12 x 5 cm. with sore 4mm sitting at face side with mortar M-40, a foot thick English rigging (rope-tailing), plastered with mortar inner face 2 cm 1/3 thick polyurethane insulation projected 3 cm air chamber 30 cm thick brick partition double hollow (25 x 12 x 11 cm) 11 cm thick.
Photograph of construction element
Roof | Type 1 | Type 2 | Type 3 | etc.
Short description of building element (key material layers /thicknesses) | Inverted roof - reinforced concrete slab 20cm with 6cm XPS insulation, gravel finish on top | Sloped concrete roof: Reinforced concrete slab 20cm with 8cm mineral wool insulation, ceramic tiles finish on top
Area of the building where it is met | All roof areas in third and fourth floor except conference room | Fourth floor conference room
Orientation (o) / Tilt (o) | O: Horizontal (0o) / T: 0o | O: South (180o) / T: 25o
Area (m2) | 1247 | 260
Thermal transmittance - U-value (W/m2K) | 0.44 | 0.36
Other technical characteristics (optional) (manufacturer/product details, detailed description of material layers, other thermal/optical properties e.g. solar reflectance; emissivity etc.) | The construction consists of the following elements: - Reinforced concrete slab 20 cm. - Training 3% slope with lightweight concrete. - Leveling layer of mortar M-160a 3 cm thick placed in hardened concrete lightened. - Belkin waterproofing felt or waterproofing layer. - Geo textile sheet 250 gr. - Expanded polystyrene XPS 6 cm Carbon dioxide. - Finishing top 10 cm with gravel. | The construction consists of the following elements: - Reinforced concrete slab 20 cm. - Capa 10 cm. of lightweight concrete. - Belkin waterproofing felt or waterproofing layer. - Mineral wool insulation 8 cm. - Cement or lime mortar for masonry 4 cm. - Finish top with ceramic tile 2 cm.
Photograph of construction element (optional)
Exposed floors | Type 1 | Type 2 | Type 3 | etc.
Short description of building element (key material layers /thicknesses) | Reinforced concrete slab 25cm without insulation | Reinforced concrete slab 20cm with 5cm mineral wool insulation
Area of the building where it is met | All semi-underground floor in contact with the ground | Exposed 1st floor area above pilotis
Orientation (o) / Tilt (o) | O: Horizontal (180o) / T: 0o | O: Horizontal (180o) / T: 0o
Area (m2) | 4400 | 100
Thermal transmittance - U-value (W/m2K) | 0.8 | 0.4
Other technical characteristics (optional) (manufacturer/product details, detailed description of material layers, other thermal/optical properties e.g. solar reflectance; emissivity etc.)
Photograph of construction element (optional)
Windows (Glazing/frame) | Type 1 | Type 2 | Type 3 | etc.
Short description of building element (key material layers /thicknesses) | Double-glazed windows 3/12/3mm | Double-glazed windows 4/12/4mm | Curtain-walling system (solid/glazed panels)
Area of the building where it is met | All windows on East façade in all floors | All windows on West façade in all floors | Entire South façade
Orientation (o) / Tilt (o) | O: East (90o) / T: 90o | O: West (270o) / T: 90o | W (270o)
Area (m2) | 150 | 100 | 1000 (40% glazing)
Thermal transmittance - U-value (W/m2K) | 3.01 | 3.01 | 1.8
Windows solar transmission (gw) | 0.48 | 0.48 | 0.35
Windows % openable area | 100% | 100% | 30%
Level of shading (from surrounding buildings/obstructions and from shading systems (internal/external) | Overhang 0.3 long above each window, internal blinds in all office areas | No external shading, internal blinds in all office areas | No external shading, internal blinds in all office areas
Other technical characteristics (optional) (manufacturer/product details, detailed description of material layers, other thermal/optical properties e.g. solar reflectance; emissivity etc.) | CLIMALIT type insulated glazing with intermediate air chamber between moons dehydrated floated colorless. | CLIMALIT type insulated glazing with intermediate air chamber between moons dehydrated floated colorless. | Anodized aluminum tubular profiles SCHUCO or equivalent DIN 17615 Extruded aluminum alloy Al Mg Si O, 5 F-22. Bronze anodized surface finish, according to quality standard EWAA / EURAS. System ROYAL S-50-N in windows and FW-50 or equivalent system curtain walls. Windows frame profile and sheet (including fixed parts). Practicable (hinged or folding) with steel fittings Stainless for perimeter fence using multiple latches. Removable anodized handles like the rest of the carpentry. Double gasket sealing synthetic rubber EPDM.
Photograph of construction element
BUILDING SYSTEMS INFORMATION
Main building services systems
Heating system | Type 1 | Type 2 | Type 3 | etc.
Short description of system (fuel used, type of generation system, distribution system, terminal units) | Gas boiler, with distribution pipework around the building and radiators as terminal units | Air-Water Heat pump without heat recovery | Local A/C unit
Area of the building served | All areas in ground, first, second floor except storage rooms | all areas of third floor except meeting room | 3rd floor meeting room
Year of installation | 2010 | 1990 | 1990
Heating power (kW) | 179 | 120 | 8.2
Efficiency (%) / Coefficient of Performance (COP) | Efficiency: 92% | COP: 3.2 | COP: 3,5
Level of insulation of heat generation system | Adequate insulation | n/a | n/a
Level of insulation of heat distribution system (pipework/ductwork) | Adequate insulation | n/a | n/a
Schedule of operation | 10 Jan to 30 Apr, Monday to Friday, 8:00-19:00 | 10 Jan to 30 Apr, Monday to Friday, 8:00-19:00 | 10 Jan to 30 Apr, Monday to Friday, 8:00-19:00
Type of control | Central control on timer (no individual control per floor/thermal zone) | Central control on timer (no individual control per floor/thermal zone) | Local control of unit
Other technical characteristics (optional) (manufacturer/product details, other energy performance characteristics etc.)
Photograph of system
Cooling system | Type 1 | Type 2 | Type 3 | etc.
Short description of system (fuel used, type of generation system, distribution system, terminal units) | Central air-cooled chiller, with distribution pipework around the building and Fan Coils as terminal units | Air-Water Heat pump without heat recovery | Local A/C unit
Area of the building served | all office areas and meeting rooms in ground, first, second floor | all office areas of third floor except meeting room | 3rd floor meeting room
Year of installation | 1990 | 1990 | 1990
Cooling power (kW) | 200 | 100 | 8.2
Efficiency (%) / Energy Efficiency Ration (EER) | EER: 2,8 | EER: 3,0 | EER: 3,0
Level of insulation of cooling distribution system (pipework/ductwork) | Adequate insulation | Insufficient insulation | n/a
Schedule of operation | 01 May to 31 Oct, Monday to Friday, 8:00-19:00 | 01 May to 31 Oct, Monday to Friday, 8:00-19:00 | 01 May to 31 Oct, Monday to Friday, 8:00-19:00
Type of control | Central control on timer (no individual control per floor/thermal zone) | Central control on timer (no individual control per floor/thermal zone) | Local control of unit
Other technical characteristics (optional) (manufacturer/product details, other energy performance characteristics etc.)
Photograph of system
Ventilation system | Type 1 | Type 2 | Type 3 | etc.
Short description of system (natural/mechanical ventilaton, heat recovery/no heat recovery) | Natural ventilation through openable windows | Mechanical ventilation through central AHU without heat recovery
Type of mechanical ventilation (supply and/or extract) | n/a | Supply and extract
Area of the building served | all areas of the building except internal office areas and meeting rooms | internal office areas and meeting rooms
Year of installation | n/a | 1990
Fresh air supply/extract rate (m3/s/m2) | n/a | 3
Specific fan power of supply/extract fan (W/m3/s) | n/a | 1
Efficiency (%) of heat recovery | n/a | n/a
Schedule of operation | n/a | 10 Jan to 30 Apr, Monday to Friday, 8:00-19:00
Type of control | n/a | Central control on timer
Other technical characteristics (optional) (manufacturer/product details, other energy performance characteristics etc.)
Photograph of system
Domestic Hot Water | Type 1 | Type 2 | Type 3 | etc.
Short description of system (fuel used, type of generation system, distribution system, type of storage) | Generation from same gas boiler as used for heating. Storage cylinder used in basement plantroom
Area of the building served | all hot water points throughout the building (washbasins in kitchens/bathrooms, showers)
Year of installation | 2010
Installed power (kW) | 179
Efficiency (%) / COP / EER | Efficiency: 50%
Level of insulation of DHW distribution system (pipework) | Adequate insulation
Level of insulation of DHW storage tank | Adequate insulation
Schedule of operation | all year, 9.00-18.00
Type of control | Central control on timer
Other technical characteristics (optional) (manufacturer/product details, other energy performance characteristics etc.)
Photograph of system (optional)
Lighting | Type 1 | Type 2 | Type 3 | etc.
Type of luminaire/lamp | Linear phluorescent tubes in recessed ceiling luminaires | Incandescent lamps | Outdoor LED floodlights
Area of the building served | Internally in all offices | Internally in all storage rooms | External lighting wall-mounted on building facades
Year of installation | 1990 | 1990 | 1990
Number of luminaires | 72 | 10 | 4
Number of lamps per luminaire | 4 | 1 | 1
Electrical power per lamp (W) | 18 | 36 | 29
Luminous efficacy (lm/W) | 104 | 18 | 94
Schedule of operation | all year, 7.00-19.00 | all year, 7.00-19.00 | all year, 19:00-07:00
Type of control | occupancy sensors | manual control | controlled on/off based on daylight sensor
Other technical characteristics (optional) (manufacturer/product details, other energy performance characteristics etc.)
Photograph of system
Renewable Energy Technologies | Type 1 | Type 2 | Type 3 | etc.
Short description of the Renewable Energy Technology (type/location) | Photovoltaic panels mounted on the flat-roof of the building | Selective-plate solar collectors for DHW, mounted on the pitched roof of the building
Area/Load of the building served | Sized to cover 50% of the annual electrical demand for external lighting | Sized to cover 60% of the annual DHW demand
Orientation (o) / Tilt (o) | O: South (180o) / T: 45o | O: South (180o) / T: 25o
Area (m2) | 20m2 area of PV panels | 5m2 area of solar collectors
Year of installation | 2012 | 1990
Total installed power (kW) | 8 kWp
Annual energy generated (kWh) | 4000 kWh | 2000 kWh
Type of control | n/a
Other technical characteristics (optional) (manufacturer/product details, other energy performance characteristics etc.) |  | Storage Capacity 250lt
Photograph of system

## Details for Ambassador of PBT13
Public Authority:
E.g. ELCHE CITY COUNCIL
Ambassador Building of Public Building Typology: |  | PBT13
GENERAL INFORMATION |  |  | Classification range
Building Name | IVE headquarters
Owner | Elche City Council
Tenant | Valencian Institute of Buildings
Building address | Carrer de les Tres Forques, 98, 46018 Valencia (Spain)
Building use | Open-plan offices with some cellular offices and meeting rooms |  | Offices
Construction year | 1990 |  | E.g. 1980-2006
Refurbishment year/scope (if applicable) | 2010 - upgrade of heating system (new gas boiler installed), 2012 - photovoltaics installed on the roof
Nº of floors | 4 floors |  | E.g. 3-5
Average floor height (m) | Semi-underground: 3m, ground floor: 4m, first/second/third floor: 3m
Gross floor area (m2) | 16,399 m2 |  | E.g. >5000
Area breakdown (m2) per floor | Semi-underground: 4,400m2, ground/first floor: 5,353m2, third floor: 1,048m2, fourth (top) floor: 245m2
Area breakdown (m2) per building system | Total heated area: 15,000m2 (all areas except non-heated basement and storage rooms)
Total cooled area: 13,000m2 (all office areas and meeting rooms)
Total area with mechanical ventilation: 4,000m2 (only internal office areas and meeting rooms)
Number of occupants | 120
Schedule of occupation | Occupied: 261 days per year, Monday to Friday 09:00-18:00
Not-occupied: During weekends (Sat/Sun)
Photographs
BUILDING ENVELOPE INFORMATION
Main construction elements
External walls | Type 1 | Type 2 | Type 3 | etc.
Short description of building element (key material layers /thicknesses) | Ceramic brickwork cavity wall with insulation, plastered on both sides, in total 30cm thick
Area of the building where it is met | All external walls
Orientation (o) / Tilt (o) | O: East (90o) / T: 90o
Area (m2) | 1500
Thermal transmittance - U-value (W/m2K) | 0.58
Other technical characteristics (optional) (manufacturer/product details, detailed description of material layers, other thermal/optical properties e.g. solar reflectance; emissivity etc.) | Formed by ceramic brick of 25 x 12 x 5 cm. with sore 4mm sitting at face side with mortar M-40, a foot thick English rigging (rope-tailing), plastered with mortar inner face 2 cm 1/3 thick polyurethane insulation projected 3 cm air chamber 30 cm thick brick partition double hollow (25 x 12 x 11 cm) 11 cm thick.
Photograph of construction element
Roof | Type 1 | Type 2 | Type 3 | etc.
Short description of building element (key material layers /thicknesses) | Inverted roof - reinforced concrete slab 20cm with 6cm XPS insulation, gravel finish on top | Sloped concrete roof: Reinforced concrete slab 20cm with 8cm mineral wool insulation, ceramic tiles finish on top
Area of the building where it is met | All roof areas in third and fourth floor except conference room | Fourth floor conference room
Orientation (o) / Tilt (o) | O: Horizontal (0o) / T: 0o | O: South (180o) / T: 25o
Area (m2) | 1247 | 260
Thermal transmittance - U-value (W/m2K) | 0.44 | 0.36
Other technical characteristics (optional) (manufacturer/product details, detailed description of material layers, other thermal/optical properties e.g. solar reflectance; emissivity etc.) | The construction consists of the following elements: - Reinforced concrete slab 20 cm. - Training 3% slope with lightweight concrete. - Leveling layer of mortar M-160a 3 cm thick placed in hardened concrete lightened. - Belkin waterproofing felt or waterproofing layer. - Geo textile sheet 250 gr. - Expanded polystyrene XPS 6 cm Carbon dioxide. - Finishing top 10 cm with gravel. | The construction consists of the following elements: - Reinforced concrete slab 20 cm. - Capa 10 cm. of lightweight concrete. - Belkin waterproofing felt or waterproofing layer. - Mineral wool insulation 8 cm. - Cement or lime mortar for masonry 4 cm. - Finish top with ceramic tile 2 cm.
Photograph of construction element (optional)
Exposed floors | Type 1 | Type 2 | Type 3 | etc.
Short description of building element (key material layers /thicknesses) | Reinforced concrete slab 25cm without insulation | Reinforced concrete slab 20cm with 5cm mineral wool insulation
Area of the building where it is met | All semi-underground floor in contact with the ground | Exposed 1st floor area above pilotis
Orientation (o) / Tilt (o) | O: Horizontal (180o) / T: 0o | O: Horizontal (180o) / T: 0o
Area (m2) | 4400 | 100
Thermal transmittance - U-value (W/m2K) | 0.8 | 0.4
Other technical characteristics (optional) (manufacturer/product details, detailed description of material layers, other thermal/optical properties e.g. solar reflectance; emissivity etc.)
Photograph of construction element (optional)
Windows (Glazing/frame) | Type 1 | Type 2 | Type 3 | etc.
Short description of building element (key material layers /thicknesses) | Double-glazed windows 3/12/3mm | Double-glazed windows 4/12/4mm | Curtain-walling system (solid/glazed panels)
Area of the building where it is met | All windows on East façade in all floors | All windows on West façade in all floors | Entire South façade
Orientation (o) / Tilt (o) | O: East (90o) / T: 90o | O: West (270o) / T: 90o | W (270o)
Area (m2) | 150 | 100 | 1000 (40% glazing)
Thermal transmittance - U-value (W/m2K) | 3.01 | 3.01 | 1.8
Windows solar transmission (gw) | 0.48 | 0.48 | 0.35
Windows % openable area | 100% | 100% | 30%
Level of shading (from surrounding buildings/obstructions and from shading systems (internal/external) | Overhang 0.3 long above each window, internal blinds in all office areas | No external shading, internal blinds in all office areas | No external shading, internal blinds in all office areas
Other technical characteristics (optional) (manufacturer/product details, detailed description of material layers, other thermal/optical properties e.g. solar reflectance; emissivity etc.) | CLIMALIT type insulated glazing with intermediate air chamber between moons dehydrated floated colorless. | CLIMALIT type insulated glazing with intermediate air chamber between moons dehydrated floated colorless. | Anodized aluminum tubular profiles SCHUCO or equivalent DIN 17615 Extruded aluminum alloy Al Mg Si O, 5 F-22. Bronze anodized surface finish, according to quality standard EWAA / EURAS. System ROYAL S-50-N in windows and FW-50 or equivalent system curtain walls. Windows frame profile and sheet (including fixed parts). Practicable (hinged or folding) with steel fittings Stainless for perimeter fence using multiple latches. Removable anodized handles like the rest of the carpentry. Double gasket sealing synthetic rubber EPDM.
Photograph of construction element
BUILDING SYSTEMS INFORMATION
Main building services systems
Heating system | Type 1 | Type 2 | Type 3 | etc.
Short description of system (fuel used, type of generation system, distribution system, terminal units) | Gas boiler, with distribution pipework around the building and radiators as terminal units | Air-Water Heat pump without heat recovery | Local A/C unit
Area of the building served | All areas in ground, first, second floor except storage rooms | all areas of third floor except meeting room | 3rd floor meeting room
Year of installation | 2010 | 1990 | 1990
Heating power (kW) | 179 | 120 | 8.2
Efficiency (%) / Coefficient of Performance (COP) | Efficiency: 92% | COP: 3.2 | COP: 3,5
Level of insulation of heat generation system | Adequate insulation | n/a | n/a
Level of insulation of heat distribution system (pipework/ductwork) | Adequate insulation | n/a | n/a
Schedule of operation | 10 Jan to 30 Apr, Monday to Friday, 8:00-19:00 | 10 Jan to 30 Apr, Monday to Friday, 8:00-19:00 | 10 Jan to 30 Apr, Monday to Friday, 8:00-19:00
Type of control | Central control on timer (no individual control per floor/thermal zone) | Central control on timer (no individual control per floor/thermal zone) | Local control of unit
Other technical characteristics (optional) (manufacturer/product details, other energy performance characteristics etc.)
Photograph of system
Cooling system | Type 1 | Type 2 | Type 3 | etc.
Short description of system (fuel used, type of generation system, distribution system, terminal units) | Central air-cooled chiller, with distribution pipework around the building and Fan Coils as terminal units | Air-Water Heat pump without heat recovery | Local A/C unit
Area of the building served | all office areas and meeting rooms in ground, first, second floor | all office areas of third floor except meeting room | 3rd floor meeting room
Year of installation | 1990 | 1990 | 1990
Cooling power (kW) | 200 | 100 | 8.2
Efficiency (%) / Energy Efficiency Ration (EER) | EER: 2,8 | EER: 3,0 | EER: 3,0
Level of insulation of cooling distribution system (pipework/ductwork) | Adequate insulation | Insufficient insulation | n/a
Schedule of operation | 01 May to 31 Oct, Monday to Friday, 8:00-19:00 | 01 May to 31 Oct, Monday to Friday, 8:00-19:00 | 01 May to 31 Oct, Monday to Friday, 8:00-19:00
Type of control | Central control on timer (no individual control per floor/thermal zone) | Central control on timer (no individual control per floor/thermal zone) | Local control of unit
Other technical characteristics (optional) (manufacturer/product details, other energy performance characteristics etc.)
Photograph of system
Ventilation system | Type 1 | Type 2 | Type 3 | etc.
Short description of system (natural/mechanical ventilaton, heat recovery/no heat recovery) | Natural ventilation through openable windows | Mechanical ventilation through central AHU without heat recovery
Type of mechanical ventilation (supply and/or extract) | n/a | Supply and extract
Area of the building served | all areas of the building except internal office areas and meeting rooms | internal office areas and meeting rooms
Year of installation | n/a | 1990
Fresh air supply/extract rate (m3/s/m2) | n/a | 3
Specific fan power of supply/extract fan (W/m3/s) | n/a | 1
Efficiency (%) of heat recovery | n/a | n/a
Schedule of operation | n/a | 10 Jan to 30 Apr, Monday to Friday, 8:00-19:00
Type of control | n/a | Central control on timer
Other technical characteristics (optional) (manufacturer/product details, other energy performance characteristics etc.)
Photograph of system
Domestic Hot Water | Type 1 | Type 2 | Type 3 | etc.
Short description of system (fuel used, type of generation system, distribution system, type of storage) | Generation from same gas boiler as used for heating. Storage cylinder used in basement plantroom
Area of the building served | all hot water points throughout the building (washbasins in kitchens/bathrooms, showers)
Year of installation | 2010
Installed power (kW) | 179
Efficiency (%) / COP / EER | Efficiency: 50%
Level of insulation of DHW distribution system (pipework) | Adequate insulation
Level of insulation of DHW storage tank | Adequate insulation
Schedule of operation | all year, 9.00-18.00
Type of control | Central control on timer
Other technical characteristics (optional) (manufacturer/product details, other energy performance characteristics etc.)
Photograph of system (optional)
Lighting | Type 1 | Type 2 | Type 3 | etc.
Type of luminaire/lamp | Linear phluorescent tubes in recessed ceiling luminaires | Incandescent lamps | Outdoor LED floodlights
Area of the building served | Internally in all offices | Internally in all storage rooms | External lighting wall-mounted on building facades
Year of installation | 1990 | 1990 | 1990
Number of luminaires | 72 | 10 | 4
Number of lamps per luminaire | 4 | 1 | 1
Electrical power per lamp (W) | 18 | 36 | 29
Luminous efficacy (lm/W) | 104 | 18 | 94
Schedule of operation | all year, 7.00-19.00 | all year, 7.00-19.00 | all year, 19:00-07:00
Type of control | occupancy sensors | manual control | controlled on/off based on daylight sensor
Other technical characteristics (optional) (manufacturer/product details, other energy performance characteristics etc.)
Photograph of system
Renewable Energy Technologies | Type 1 | Type 2 | Type 3 | etc.
Short description of the Renewable Energy Technology (type/location) | Photovoltaic panels mounted on the flat-roof of the building | Selective-plate solar collectors for DHW, mounted on the pitched roof of the building
Area/Load of the building served | Sized to cover 50% of the annual electrical demand for external lighting | Sized to cover 60% of the annual DHW demand
Orientation (o) / Tilt (o) | O: South (180o) / T: 45o | O: South (180o) / T: 25o
Area (m2) | 20m2 area of PV panels | 5m2 area of solar collectors
Year of installation | 2012 | 1990
Total installed power (kW) | 8 kWp
Annual energy generated (kWh) | 4000 kWh | 2000 kWh
Type of control | n/a
Other technical characteristics (optional) (manufacturer/product details, other energy performance characteristics etc.) |  | Storage Capacity 250lt
Photograph of system

## Details for Ambassador of PBT14
Public Authority:
E.g. ELCHE CITY COUNCIL
Ambassador Building of Public Building Typology: |  | PBT14
GENERAL INFORMATION |  |  | Classification range
Building Name | IVE headquarters
Owner | Elche City Council
Tenant | Valencian Institute of Buildings
Building address | Carrer de les Tres Forques, 98, 46018 Valencia (Spain)
Building use | Open-plan offices with some cellular offices and meeting rooms |  | Offices
Construction year | 1990 |  | E.g. 1980-2006
Refurbishment year/scope (if applicable) | 2010 - upgrade of heating system (new gas boiler installed), 2012 - photovoltaics installed on the roof
Nº of floors | 4 floors |  | E.g. 3-5
Average floor height (m) | Semi-underground: 3m, ground floor: 4m, first/second/third floor: 3m
Gross floor area (m2) | 16,399 m2 |  | E.g. >5000
Area breakdown (m2) per floor | Semi-underground: 4,400m2, ground/first floor: 5,353m2, third floor: 1,048m2, fourth (top) floor: 245m2
Area breakdown (m2) per building system | Total heated area: 15,000m2 (all areas except non-heated basement and storage rooms)
Total cooled area: 13,000m2 (all office areas and meeting rooms)
Total area with mechanical ventilation: 4,000m2 (only internal office areas and meeting rooms)
Number of occupants | 120
Schedule of occupation | Occupied: 261 days per year, Monday to Friday 09:00-18:00
Not-occupied: During weekends (Sat/Sun)
Photographs
BUILDING ENVELOPE INFORMATION
Main construction elements
External walls | Type 1 | Type 2 | Type 3 | etc.
Short description of building element (key material layers /thicknesses) | Ceramic brickwork cavity wall with insulation, plastered on both sides, in total 30cm thick
Area of the building where it is met | All external walls
Orientation (o) / Tilt (o) | O: East (90o) / T: 90o
Area (m2) | 1500
Thermal transmittance - U-value (W/m2K) | 0.58
Other technical characteristics (optional) (manufacturer/product details, detailed description of material layers, other thermal/optical properties e.g. solar reflectance; emissivity etc.) | Formed by ceramic brick of 25 x 12 x 5 cm. with sore 4mm sitting at face side with mortar M-40, a foot thick English rigging (rope-tailing), plastered with mortar inner face 2 cm 1/3 thick polyurethane insulation projected 3 cm air chamber 30 cm thick brick partition double hollow (25 x 12 x 11 cm) 11 cm thick.
Photograph of construction element
Roof | Type 1 | Type 2 | Type 3 | etc.
Short description of building element (key material layers /thicknesses) | Inverted roof - reinforced concrete slab 20cm with 6cm XPS insulation, gravel finish on top | Sloped concrete roof: Reinforced concrete slab 20cm with 8cm mineral wool insulation, ceramic tiles finish on top
Area of the building where it is met | All roof areas in third and fourth floor except conference room | Fourth floor conference room
Orientation (o) / Tilt (o) | O: Horizontal (0o) / T: 0o | O: South (180o) / T: 25o
Area (m2) | 1247 | 260
Thermal transmittance - U-value (W/m2K) | 0.44 | 0.36
Other technical characteristics (optional) (manufacturer/product details, detailed description of material layers, other thermal/optical properties e.g. solar reflectance; emissivity etc.) | The construction consists of the following elements: - Reinforced concrete slab 20 cm. - Training 3% slope with lightweight concrete. - Leveling layer of mortar M-160a 3 cm thick placed in hardened concrete lightened. - Belkin waterproofing felt or waterproofing layer. - Geo textile sheet 250 gr. - Expanded polystyrene XPS 6 cm Carbon dioxide. - Finishing top 10 cm with gravel. | The construction consists of the following elements: - Reinforced concrete slab 20 cm. - Capa 10 cm. of lightweight concrete. - Belkin waterproofing felt or waterproofing layer. - Mineral wool insulation 8 cm. - Cement or lime mortar for masonry 4 cm. - Finish top with ceramic tile 2 cm.
Photograph of construction element (optional)
Exposed floors | Type 1 | Type 2 | Type 3 | etc.
Short description of building element (key material layers /thicknesses) | Reinforced concrete slab 25cm without insulation | Reinforced concrete slab 20cm with 5cm mineral wool insulation
Area of the building where it is met | All semi-underground floor in contact with the ground | Exposed 1st floor area above pilotis
Orientation (o) / Tilt (o) | O: Horizontal (180o) / T: 0o | O: Horizontal (180o) / T: 0o
Area (m2) | 4400 | 100
Thermal transmittance - U-value (W/m2K) | 0.8 | 0.4
Other technical characteristics (optional) (manufacturer/product details, detailed description of material layers, other thermal/optical properties e.g. solar reflectance; emissivity etc.)
Photograph of construction element (optional)
Windows (Glazing/frame) | Type 1 | Type 2 | Type 3 | etc.
Short description of building element (key material layers /thicknesses) | Double-glazed windows 3/12/3mm | Double-glazed windows 4/12/4mm | Curtain-walling system (solid/glazed panels)
Area of the building where it is met | All windows on East façade in all floors | All windows on West façade in all floors | Entire South façade
Orientation (o) / Tilt (o) | O: East (90o) / T: 90o | O: West (270o) / T: 90o | W (270o)
Area (m2) | 150 | 100 | 1000 (40% glazing)
Thermal transmittance - U-value (W/m2K) | 3.01 | 3.01 | 1.8
Windows solar transmission (gw) | 0.48 | 0.48 | 0.35
Windows % openable area | 100% | 100% | 30%
Level of shading (from surrounding buildings/obstructions and from shading systems (internal/external) | Overhang 0.3 long above each window, internal blinds in all office areas | No external shading, internal blinds in all office areas | No external shading, internal blinds in all office areas
Other technical characteristics (optional) (manufacturer/product details, detailed description of material layers, other thermal/optical properties e.g. solar reflectance; emissivity etc.) | CLIMALIT type insulated glazing with intermediate air chamber between moons dehydrated floated colorless. | CLIMALIT type insulated glazing with intermediate air chamber between moons dehydrated floated colorless. | Anodized aluminum tubular profiles SCHUCO or equivalent DIN 17615 Extruded aluminum alloy Al Mg Si O, 5 F-22. Bronze anodized surface finish, according to quality standard EWAA / EURAS. System ROYAL S-50-N in windows and FW-50 or equivalent system curtain walls. Windows frame profile and sheet (including fixed parts). Practicable (hinged or folding) with steel fittings Stainless for perimeter fence using multiple latches. Removable anodized handles like the rest of the carpentry. Double gasket sealing synthetic rubber EPDM.
Photograph of construction element
BUILDING SYSTEMS INFORMATION
Main building services systems
Heating system | Type 1 | Type 2 | Type 3 | etc.
Short description of system (fuel used, type of generation system, distribution system, terminal units) | Gas boiler, with distribution pipework around the building and radiators as terminal units | Air-Water Heat pump without heat recovery | Local A/C unit
Area of the building served | All areas in ground, first, second floor except storage rooms | all areas of third floor except meeting room | 3rd floor meeting room
Year of installation | 2010 | 1990 | 1990
Heating power (kW) | 179 | 120 | 8.2
Efficiency (%) / Coefficient of Performance (COP) | Efficiency: 92% | COP: 3.2 | COP: 3,5
Level of insulation of heat generation system | Adequate insulation | n/a | n/a
Level of insulation of heat distribution system (pipework/ductwork) | Adequate insulation | n/a | n/a
Schedule of operation | 10 Jan to 30 Apr, Monday to Friday, 8:00-19:00 | 10 Jan to 30 Apr, Monday to Friday, 8:00-19:00 | 10 Jan to 30 Apr, Monday to Friday, 8:00-19:00
Type of control | Central control on timer (no individual control per floor/thermal zone) | Central control on timer (no individual control per floor/thermal zone) | Local control of unit
Other technical characteristics (optional) (manufacturer/product details, other energy performance characteristics etc.)
Photograph of system
Cooling system | Type 1 | Type 2 | Type 3 | etc.
Short description of system (fuel used, type of generation system, distribution system, terminal units) | Central air-cooled chiller, with distribution pipework around the building and Fan Coils as terminal units | Air-Water Heat pump without heat recovery | Local A/C unit
Area of the building served | all office areas and meeting rooms in ground, first, second floor | all office areas of third floor except meeting room | 3rd floor meeting room
Year of installation | 1990 | 1990 | 1990
Cooling power (kW) | 200 | 100 | 8.2
Efficiency (%) / Energy Efficiency Ration (EER) | EER: 2,8 | EER: 3,0 | EER: 3,0
Level of insulation of cooling distribution system (pipework/ductwork) | Adequate insulation | Insufficient insulation | n/a
Schedule of operation | 01 May to 31 Oct, Monday to Friday, 8:00-19:00 | 01 May to 31 Oct, Monday to Friday, 8:00-19:00 | 01 May to 31 Oct, Monday to Friday, 8:00-19:00
Type of control | Central control on timer (no individual control per floor/thermal zone) | Central control on timer (no individual control per floor/thermal zone) | Local control of unit
Other technical characteristics (optional) (manufacturer/product details, other energy performance characteristics etc.)
Photograph of system
Ventilation system | Type 1 | Type 2 | Type 3 | etc.
Short description of system (natural/mechanical ventilaton, heat recovery/no heat recovery) | Natural ventilation through openable windows | Mechanical ventilation through central AHU without heat recovery
Type of mechanical ventilation (supply and/or extract) | n/a | Supply and extract
Area of the building served | all areas of the building except internal office areas and meeting rooms | internal office areas and meeting rooms
Year of installation | n/a | 1990
Fresh air supply/extract rate (m3/s/m2) | n/a | 3
Specific fan power of supply/extract fan (W/m3/s) | n/a | 1
Efficiency (%) of heat recovery | n/a | n/a
Schedule of operation | n/a | 10 Jan to 30 Apr, Monday to Friday, 8:00-19:00
Type of control | n/a | Central control on timer
Other technical characteristics (optional) (manufacturer/product details, other energy performance characteristics etc.)
Photograph of system
Domestic Hot Water | Type 1 | Type 2 | Type 3 | etc.
Short description of system (fuel used, type of generation system, distribution system, type of storage) | Generation from same gas boiler as used for heating. Storage cylinder used in basement plantroom
Area of the building served | all hot water points throughout the building (washbasins in kitchens/bathrooms, showers)
Year of installation | 2010
Installed power (kW) | 179
Efficiency (%) / COP / EER | Efficiency: 50%
Level of insulation of DHW distribution system (pipework) | Adequate insulation
Level of insulation of DHW storage tank | Adequate insulation
Schedule of operation | all year, 9.00-18.00
Type of control | Central control on timer
Other technical characteristics (optional) (manufacturer/product details, other energy performance characteristics etc.)
Photograph of system (optional)
Lighting | Type 1 | Type 2 | Type 3 | etc.
Type of luminaire/lamp | Linear phluorescent tubes in recessed ceiling luminaires | Incandescent lamps | Outdoor LED floodlights
Area of the building served | Internally in all offices | Internally in all storage rooms | External lighting wall-mounted on building facades
Year of installation | 1990 | 1990 | 1990
Number of luminaires | 72 | 10 | 4
Number of lamps per luminaire | 4 | 1 | 1
Electrical power per lamp (W) | 18 | 36 | 29
Luminous efficacy (lm/W) | 104 | 18 | 94
Schedule of operation | all year, 7.00-19.00 | all year, 7.00-19.00 | all year, 19:00-07:00
Type of control | occupancy sensors | manual control | controlled on/off based on daylight sensor
Other technical characteristics (optional) (manufacturer/product details, other energy performance characteristics etc.)
Photograph of system
Renewable Energy Technologies | Type 1 | Type 2 | Type 3 | etc.
Short description of the Renewable Energy Technology (type/location) | Photovoltaic panels mounted on the flat-roof of the building | Selective-plate solar collectors for DHW, mounted on the pitched roof of the building
Area/Load of the building served | Sized to cover 50% of the annual electrical demand for external lighting | Sized to cover 60% of the annual DHW demand
Orientation (o) / Tilt (o) | O: South (180o) / T: 45o | O: South (180o) / T: 25o
Area (m2) | 20m2 area of PV panels | 5m2 area of solar collectors
Year of installation | 2012 | 1990
Total installed power (kW) | 8 kWp
Annual energy generated (kWh) | 4000 kWh | 2000 kWh
Type of control | n/a
Other technical characteristics (optional) (manufacturer/product details, other energy performance characteristics etc.) |  | Storage Capacity 250lt
Photograph of system

## Details for Ambassador of PBT15
Public Authority:
E.g. ELCHE CITY COUNCIL
Ambassador Building of Public Building Typology: |  | PBT15
GENERAL INFORMATION |  |  | Classification range
Building Name | IVE headquarters
Owner | Elche City Council
Tenant | Valencian Institute of Buildings
Building address | Carrer de les Tres Forques, 98, 46018 Valencia (Spain)
Building use | Open-plan offices with some cellular offices and meeting rooms |  | Offices
Construction year | 1990 |  | E.g. 1980-2006
Refurbishment year/scope (if applicable) | 2010 - upgrade of heating system (new gas boiler installed), 2012 - photovoltaics installed on the roof
Nº of floors | 4 floors |  | E.g. 3-5
Average floor height (m) | Semi-underground: 3m, ground floor: 4m, first/second/third floor: 3m
Gross floor area (m2) | 16,399 m2 |  | E.g. >5000
Area breakdown (m2) per floor | Semi-underground: 4,400m2, ground/first floor: 5,353m2, third floor: 1,048m2, fourth (top) floor: 245m2
Area breakdown (m2) per building system | Total heated area: 15,000m2 (all areas except non-heated basement and storage rooms)
Total cooled area: 13,000m2 (all office areas and meeting rooms)
Total area with mechanical ventilation: 4,000m2 (only internal office areas and meeting rooms)
Number of occupants | 120
Schedule of occupation | Occupied: 261 days per year, Monday to Friday 09:00-18:00
Not-occupied: During weekends (Sat/Sun)
Photographs
BUILDING ENVELOPE INFORMATION
Main construction elements
External walls | Type 1 | Type 2 | Type 3 | etc.
Short description of building element (key material layers /thicknesses) | Ceramic brickwork cavity wall with insulation, plastered on both sides, in total 30cm thick
Area of the building where it is met | All external walls
Orientation (o) / Tilt (o) | O: East (90o) / T: 90o
Area (m2) | 1500
Thermal transmittance - U-value (W/m2K) | 0.58
Other technical characteristics (optional) (manufacturer/product details, detailed description of material layers, other thermal/optical properties e.g. solar reflectance; emissivity etc.) | Formed by ceramic brick of 25 x 12 x 5 cm. with sore 4mm sitting at face side with mortar M-40, a foot thick English rigging (rope-tailing), plastered with mortar inner face 2 cm 1/3 thick polyurethane insulation projected 3 cm air chamber 30 cm thick brick partition double hollow (25 x 12 x 11 cm) 11 cm thick.
Photograph of construction element
Roof | Type 1 | Type 2 | Type 3 | etc.
Short description of building element (key material layers /thicknesses) | Inverted roof - reinforced concrete slab 20cm with 6cm XPS insulation, gravel finish on top | Sloped concrete roof: Reinforced concrete slab 20cm with 8cm mineral wool insulation, ceramic tiles finish on top
Area of the building where it is met | All roof areas in third and fourth floor except conference room | Fourth floor conference room
Orientation (o) / Tilt (o) | O: Horizontal (0o) / T: 0o | O: South (180o) / T: 25o
Area (m2) | 1247 | 260
Thermal transmittance - U-value (W/m2K) | 0.44 | 0.36
Other technical characteristics (optional) (manufacturer/product details, detailed description of material layers, other thermal/optical properties e.g. solar reflectance; emissivity etc.) | The construction consists of the following elements: - Reinforced concrete slab 20 cm. - Training 3% slope with lightweight concrete. - Leveling layer of mortar M-160a 3 cm thick placed in hardened concrete lightened. - Belkin waterproofing felt or waterproofing layer. - Geo textile sheet 250 gr. - Expanded polystyrene XPS 6 cm Carbon dioxide. - Finishing top 10 cm with gravel. | The construction consists of the following elements: - Reinforced concrete slab 20 cm. - Capa 10 cm. of lightweight concrete. - Belkin waterproofing felt or waterproofing layer. - Mineral wool insulation 8 cm. - Cement or lime mortar for masonry 4 cm. - Finish top with ceramic tile 2 cm.
Photograph of construction element (optional)
Exposed floors | Type 1 | Type 2 | Type 3 | etc.
Short description of building element (key material layers /thicknesses) | Reinforced concrete slab 25cm without insulation | Reinforced concrete slab 20cm with 5cm mineral wool insulation
Area of the building where it is met | All semi-underground floor in contact with the ground | Exposed 1st floor area above pilotis
Orientation (o) / Tilt (o) | O: Horizontal (180o) / T: 0o | O: Horizontal (180o) / T: 0o
Area (m2) | 4400 | 100
Thermal transmittance - U-value (W/m2K) | 0.8 | 0.4
Other technical characteristics (optional) (manufacturer/product details, detailed description of material layers, other thermal/optical properties e.g. solar reflectance; emissivity etc.)
Photograph of construction element (optional)
Windows (Glazing/frame) | Type 1 | Type 2 | Type 3 | etc.
Short description of building element (key material layers /thicknesses) | Double-glazed windows 3/12/3mm | Double-glazed windows 4/12/4mm | Curtain-walling system (solid/glazed panels)
Area of the building where it is met | All windows on East façade in all floors | All windows on West façade in all floors | Entire South façade
Orientation (o) / Tilt (o) | O: East (90o) / T: 90o | O: West (270o) / T: 90o | W (270o)
Area (m2) | 150 | 100 | 1000 (40% glazing)
Thermal transmittance - U-value (W/m2K) | 3.01 | 3.01 | 1.8
Windows solar transmission (gw) | 0.48 | 0.48 | 0.35
Windows % openable area | 100% | 100% | 30%
Level of shading (from surrounding buildings/obstructions and from shading systems (internal/external) | Overhang 0.3 long above each window, internal blinds in all office areas | No external shading, internal blinds in all office areas | No external shading, internal blinds in all office areas
Other technical characteristics (optional) (manufacturer/product details, detailed description of material layers, other thermal/optical properties e.g. solar reflectance; emissivity etc.) | CLIMALIT type insulated glazing with intermediate air chamber between moons dehydrated floated colorless. | CLIMALIT type insulated glazing with intermediate air chamber between moons dehydrated floated colorless. | Anodized aluminum tubular profiles SCHUCO or equivalent DIN 17615 Extruded aluminum alloy Al Mg Si O, 5 F-22. Bronze anodized surface finish, according to quality standard EWAA / EURAS. System ROYAL S-50-N in windows and FW-50 or equivalent system curtain walls. Windows frame profile and sheet (including fixed parts). Practicable (hinged or folding) with steel fittings Stainless for perimeter fence using multiple latches. Removable anodized handles like the rest of the carpentry. Double gasket sealing synthetic rubber EPDM.
Photograph of construction element
BUILDING SYSTEMS INFORMATION
Main building services systems
Heating system | Type 1 | Type 2 | Type 3 | etc.
Short description of system (fuel used, type of generation system, distribution system, terminal units) | Gas boiler, with distribution pipework around the building and radiators as terminal units | Air-Water Heat pump without heat recovery | Local A/C unit
Area of the building served | All areas in ground, first, second floor except storage rooms | all areas of third floor except meeting room | 3rd floor meeting room
Year of installation | 2010 | 1990 | 1990
Heating power (kW) | 179 | 120 | 8.2
Efficiency (%) / Coefficient of Performance (COP) | Efficiency: 92% | COP: 3.2 | COP: 3,5
Level of insulation of heat generation system | Adequate insulation | n/a | n/a
Level of insulation of heat distribution system (pipework/ductwork) | Adequate insulation | n/a | n/a
Schedule of operation | 10 Jan to 30 Apr, Monday to Friday, 8:00-19:00 | 10 Jan to 30 Apr, Monday to Friday, 8:00-19:00 | 10 Jan to 30 Apr, Monday to Friday, 8:00-19:00
Type of control | Central control on timer (no individual control per floor/thermal zone) | Central control on timer (no individual control per floor/thermal zone) | Local control of unit
Other technical characteristics (optional) (manufacturer/product details, other energy performance characteristics etc.)
Photograph of system
Cooling system | Type 1 | Type 2 | Type 3 | etc.
Short description of system (fuel used, type of generation system, distribution system, terminal units) | Central air-cooled chiller, with distribution pipework around the building and Fan Coils as terminal units | Air-Water Heat pump without heat recovery | Local A/C unit
Area of the building served | all office areas and meeting rooms in ground, first, second floor | all office areas of third floor except meeting room | 3rd floor meeting room
Year of installation | 1990 | 1990 | 1990
Cooling power (kW) | 200 | 100 | 8.2
Efficiency (%) / Energy Efficiency Ration (EER) | EER: 2,8 | EER: 3,0 | EER: 3,0
Level of insulation of cooling distribution system (pipework/ductwork) | Adequate insulation | Insufficient insulation | n/a
Schedule of operation | 01 May to 31 Oct, Monday to Friday, 8:00-19:00 | 01 May to 31 Oct, Monday to Friday, 8:00-19:00 | 01 May to 31 Oct, Monday to Friday, 8:00-19:00
Type of control | Central control on timer (no individual control per floor/thermal zone) | Central control on timer (no individual control per floor/thermal zone) | Local control of unit
Other technical characteristics (optional) (manufacturer/product details, other energy performance characteristics etc.)
Photograph of system
Ventilation system | Type 1 | Type 2 | Type 3 | etc.
Short description of system (natural/mechanical ventilaton, heat recovery/no heat recovery) | Natural ventilation through openable windows | Mechanical ventilation through central AHU without heat recovery
Type of mechanical ventilation (supply and/or extract) | n/a | Supply and extract
Area of the building served | all areas of the building except internal office areas and meeting rooms | internal office areas and meeting rooms
Year of installation | n/a | 1990
Fresh air supply/extract rate (m3/s/m2) | n/a | 3
Specific fan power of supply/extract fan (W/m3/s) | n/a | 1
Efficiency (%) of heat recovery | n/a | n/a
Schedule of operation | n/a | 10 Jan to 30 Apr, Monday to Friday, 8:00-19:00
Type of control | n/a | Central control on timer
Other technical characteristics (optional) (manufacturer/product details, other energy performance characteristics etc.)
Photograph of system
Domestic Hot Water | Type 1 | Type 2 | Type 3 | etc.
Short description of system (fuel used, type of generation system, distribution system, type of storage) | Generation from same gas boiler as used for heating. Storage cylinder used in basement plantroom
Area of the building served | all hot water points throughout the building (washbasins in kitchens/bathrooms, showers)
Year of installation | 2010
Installed power (kW) | 179
Efficiency (%) / COP / EER | Efficiency: 50%
Level of insulation of DHW distribution system (pipework) | Adequate insulation
Level of insulation of DHW storage tank | Adequate insulation
Schedule of operation | all year, 9.00-18.00
Type of control | Central control on timer
Other technical characteristics (optional) (manufacturer/product details, other energy performance characteristics etc.)
Photograph of system (optional)
Lighting | Type 1 | Type 2 | Type 3 | etc.
Type of luminaire/lamp | Linear phluorescent tubes in recessed ceiling luminaires | Incandescent lamps | Outdoor LED floodlights
Area of the building served | Internally in all offices | Internally in all storage rooms | External lighting wall-mounted on building facades
Year of installation | 1990 | 1990 | 1990
Number of luminaires | 72 | 10 | 4
Number of lamps per luminaire | 4 | 1 | 1
Electrical power per lamp (W) | 18 | 36 | 29
Luminous efficacy (lm/W) | 104 | 18 | 94
Schedule of operation | all year, 7.00-19.00 | all year, 7.00-19.00 | all year, 19:00-07:00
Type of control | occupancy sensors | manual control | controlled on/off based on daylight sensor
Other technical characteristics (optional) (manufacturer/product details, other energy performance characteristics etc.)
Photograph of system
Renewable Energy Technologies | Type 1 | Type 2 | Type 3 | etc.
Short description of the Renewable Energy Technology (type/location) | Photovoltaic panels mounted on the flat-roof of the building | Selective-plate solar collectors for DHW, mounted on the pitched roof of the building
Area/Load of the building served | Sized to cover 50% of the annual electrical demand for external lighting | Sized to cover 60% of the annual DHW demand
Orientation (o) / Tilt (o) | O: South (180o) / T: 45o | O: South (180o) / T: 25o
Area (m2) | 20m2 area of PV panels | 5m2 area of solar collectors
Year of installation | 2012 | 1990
Total installed power (kW) | 8 kWp
Annual energy generated (kWh) | 4000 kWh | 2000 kWh
Type of control | n/a
Other technical characteristics (optional) (manufacturer/product details, other energy performance characteristics etc.) |  | Storage Capacity 250lt
Photograph of system

## Drawings_List
List of attached drawings
| Additional information material | Name of Ambassador Building that the information refers to
1 | Architectural: Floor plans (4 drawings: semi-basement, ground floor, first floor, second floor, third floor) | E.g. Ambassador of PBT1
2 | Architectural: Elevations (4 drawings: North, South, East, West elevation) | E.g. Ambassador of PBT1
3 | Architectural: Sections (2 drawings: Section A-A, Section B-B) | E.g. Ambassador of PBT3
4 | Mechanical: Plantroom layout | E.g. Ambassador of PBT4
5 | Mechanical: Air Conditioning system - Ground floor plan | E.g. Ambassador of PBT3
6 | Electrical: Lighting - First floor plan | E.g. Ambassador of PBT6
7 | Sketch 1 showing areas served by each Heating system | E.g. Ambassador of PBT7
8 | etc. | E.g. Ambassador of PBT7
9 |  | E.g. Ambassador of PBT7
10 |  | E.g. Ambassador of PBT10
11 |  | E.g. Ambassador of PBT10
12 |  | E.g. Ambassador of PBT10
13
14
15
16
17
18
19
20
21
22
23
24
25
26
27
28
29
30
31
32
33
34
35
36
37
38
39
40

## Drop-down menus
Classification Criteria (CC) and their ranges/intervals/options
Range/ interval /option | Building type / use (CC1) | Range/ interval /option | Construction year (CC2) | Range/ interval /option | Nº of floors (CC3) | Range/ interval /option | Gross floor area (m2) (CC4)
Building use 1 | Educational | Range 1 | E.g. 1901-1936 | Range 1 | E.g. up to 2 | Range 1 | E.g. 1000-5000
Building use 2 | Offices | Range 2 | E.g. 1937-1959 | Range 2 | E.g. 3-5 | Range 2 | E.g. >5000
Building use 3 | Sports halls | Range 3 | E.g. 1960-1979 | Range 3 | E.g. ≥6 | etc.
Building use 4 | Healthcare | Range 4 | E.g. 1980-2006 | etc. |  | etc.
Building use 5 | Public entertainment | Range 5 | E.g. after 2006 | etc. |  | etc.
Building use 6 | Museums and libraries | etc.
Building use 7 | Community/public assembly
Building use 8 | Industrial
Building use 9 | Residential for communities
Building use 10 | Retail
Building use 11 | Religious/worship
Building use 12 | Public security
Building use 13 | Other
Range/ interval /option | Construction type (CC7)
| Criterion: Frame/envelope construction* | Range/ interval /option | Heating system (CC6) | Range/ interval /option | Cooling system (CC7)
Option 1 | E.g. heavyweight | Option 1 | E.g. Oil boiler with radiators | Option 1 | E.g. Central water chiller with FCUs
Option 2 | E.g. lightweight | Option 2 | E.g. Local A/C units | Option 2 | E.g. Local A/C units
etc. |  | etc. |  | etc.
etc. |  | etc. |  | etc.
etc. |  | etc. |  | etc.
*Note 1: A specific "construction type" criterion should be identified (e.g. roof geometry; frame/envelope construction; roof material; type of windows; envelope insulation etc.), before specifying available options for the drop-down menu. For further guidance see D3.2.1. In this case as an example: "frame/envelope construction" selected as criterion.
*Note 2: In this example, "heavyweight/lightweight" defined as options for "frame/envelope construction", whereby Heavyweight: concrete frame/brickwork external walls; Lightweight: steel frame/lightweight external walls
Public Building Typologies (PBT)
PBT1
PBT2
PBT3
PBT4
PBT5
PBT6
PBT7
PBT8
PBT9
PBT10
PBT11
PBT12
PBT13
PBT14
PBT15
Levels of insulation
No insulation
Insufficient insulation
Adequate insulation
n/a
Type of ventilation
Supply only
Supply and extract
Extract only
n/a
Information available
Yes
No
Type of data
Real
Estimated